## 50 HZ
COMMENTS | REPLACEMENT | PART NBR TO REPLACE | DESCRIPTION | PUMP HP | HI FLOW | PUMP MODEL | PUMP IMPELLER | HI PRES | HI AMP | LO AMP | PUMP SPD | PUMP VOLT | MODEL NBR | PUMP MOTOR | CORD Y or N | VOLUTE ROTATION
FMVP Obsolete | n/a obsolete | 00707000-2510 | PUMP,FMVP,R0,1/15HP CONT.,220V,50HZ,1SPD,S/C,79"4P,SUCTION@9 | 1/15 | 30 | FMVP | 91693551 | 1.7 | .6 | 0 | 1 | 220 | FMVP-550113 | 93529304 | Y | R0
FMVP Obsolete | n/a obsolete | 00707001-2510 | PUMP,FMVP,R0,1/15HP CONT.,220V,50HZ,1SPD,S/C,79"GRAY MINI,SUCTION@9 | 1/15 | 30 | FMVP | 91693551 | 1.7 | .6 | 0 | 1 | 220 | FMVP-550113 | 93529304 | Y | R0
FMVP Obsolete | n/a obsolete | 00707002-2510 | PUMP,FMVP,R0,1/15HP CONT.,220V,50HZ,1SPD,S/C,SUCTION@9 | 1/15 | 30 | FMVP | 91693551 | 1.7 | .6 | 0 | 1 | 220 | FMVP-550113 | 93529304 | N | R0
FMVP Obsolete | n/a obsolete | 00710392-2500 | PUMP,FMVP,R0,1/15HP CONT.,220V,50HZ,1SPD,S/C,79"4P,VITON | 1/15 | 30 | FMVP | 91693601 | 1.5 | .6 | 0 | 1 | 220 | FMVP-550113 | 93529304 | Y | R0
FMVP Obsolete | n/a obsolete | 00710392-2510 | PUMP,FMVP,R0,1/15HP CONT.,220V,50HZ,1SPD,S/C,79"4P,VITON | 1/15 | 30 | FMVP | 91693601 | 1.5 | .6 | 0 | 1 | 220 | FMVP-550113 | 93529304 | Y | R0
| n/a | 01707073-2010 | *OBS*PUMP,TMCP,R0,.75HP CONT.,220V,50HZ,1SPD,D/C,A/S | .75 |  | TMCP | 91693601 |  |  |  | 1 | 220 | TMCP-550713 | 93521080 | N | R0
| n/a | 01707090-1010 | PUMP,TMCP,R0,.75HP CONT.,220V,50HZ,1SPD,D/C,A/S | .75 | 35 | TMCP | 91693601 | 13 | 4.0 | 0 | 1 | 220 | TMCP-550713 | 93491070 | N | R0
| n/a | 01707441-2010 | *OBS*PUMP,TMCP,R0,.75HP CONT.,220V,50HZ,1SPD,D/C,36"NEMA,A/S | .75 | 85 | TMCP | 91693601 | 9 | 5.5 | 0 | 1 | 220 | TMCP-550713 | 93521071 | Y | R0
| n/a | 01707442-2010 | *OBS*PUMP,TMCP,R0,.75HP CONT.,220V,50HZ,1SPD,S/C,72"NEMA,A/S,HESS | .75 | 85 | TMCP | 91693601 | 9 | 5.5 | 0 | 1 | 220 | TMCP-550713 | 93521071 | Y | R0
| n/a | 01707490-2000 | *OBS*PUMP,TMCP,R0,.75HP CONT.,220V,50HZ,1SPD,S/C,A/S | .75 | 85 | TMCP | 91693601 | 9 | 5.5 | 0 | 1 | 220 | TMCP-550713 | 93521071 | N | R0
| n/a | 01707490-2010 | *OBS*PUMP,TMCP,R0,.75HP CONT.,220V,50HZ,1SPD,S/C,A/S | .75 | 85 | TMCP | 91693601 | 9 | 5.5 | 0 | 1 | 220 | TMCP-550713 | 93521071 | N | R0
| n/a | 01707498-2010 | *OBS*PUMP,TMCP,R0,.75HP CONT.,220V,50HZ,1SPD,S/C | .75 | 85 | TMCP | 91693601 | 9 | 5.5 | 0 | 1 | 220 | TMCP-550713 | 93521071 | N | R0
| n/a | 01707130-1010 | PUMP,TMCP,R0,.75HP CONT.,220V,50HZ,1SPD,D/C,36"NEMA,A/S | .75 | 35 | TMCP | 91693601 | 13 | 4.0 | 0 | 1 | 220 | TMCP-550713 | 93491070 | Y | R0
| n/a | 01710070-2000 | PUMP,TMCP,R0,1.0HP CONT.,220V,50HZ,1SPD,S/C | 1.0 | 85 | TMCP | 91693651 | 8.4 | 5.5 | 0 | 1 | 220 | TMCP-551013 | 93523061 | N | R0
| n/a | 01710070-2010 | PUMP,TMCP,R0,1.0HP CONT.,220V,50HZ,1SPD,S/C | 1.0 | 85 | TMCP | 91693651 | 8.4 | 5.5 | 0 | 1 | 220 | TMCP-551013 | 93523061 | N | R0
| n/a | 01710073-2000 | PUMP,TMCP,R0,1.0HP CONT.,220V,50HZ,1SPD,S/C,A/S | 1.0 | 85 | TMCP | 91693651 | 8.4 | 5.5 | 0 | 1 | 220 | TMCP-551013 | 93523061 | N | R0
| n/a | 01710073-2010 | PUMP,TMCP,R0,1.0HP CONT.,220V,50HZ,1SPD,S/C,A/S | 1.0 | 85 | TMCP | 91693651 | 8.4 | 5.5 | 0 | 1 | 220 | TMCP-551013 | 93523061 | N | R0
| n/a | 01710073-2100 | *OBS*PUMP,TMCP,R0,1.0HP CONT.,220V,50HZ,1SPD,S/C,A/S | 1.0 | 85 | TMCP | 91693651 | 8.4 | 5.5 | 0 | 1 | 220 | TMCP-551013 | 93523061 | N | R0
| n/a | 01710073-2300 | PUMP,TMCP,R0,1.0HP CONT.,220V,50HZ,1SPD,S/C,A/S | 1.0 | 85 | TMCP | 91693651 | 8.4 | 5.5 | 0 | 1 | 220 | TMCP-551013 | 93523061 | N | R0
| n/a | 01710073-2310 | PUMP,TMCP,R0,1.0HP CONT.,220V,50HZ,1SPD,S/C,A/S | 1.0 | 85 | TMCP | 91693651 | 8.4 | 5.5 | 0 | 1 | 220 | TMCP-551013 | 93523061 | N | R0
| n/a | 01710122-2100 | *OBS*PUMP,TMCP,R0,1.0HP CONT.,110V,50HZ,1SPD,D/C,A/T/M | 1.0 |  | TMCP | 91693651 |  |  |  | 1 | 110 | TMCP-551015 | 93523080 | N | R0
| n/a | 01710122-2300 | *OBS*PUMP,TMCP,R0,1.0HP CONT.,110V,50HZ,1SPD,D/C,A/T/M | 1.0 | 90 | TMCP | 91693651 | 6.9 | 14.4 | 0 | 1 | 110 | TMCP-551015 | 93523080 | N | R0
| n/a | 01710135-6000 | *ENG*PUMP,TMCP,R0,1.0HP CONT.,100V,50HZ,1SPD,TEFC | 1.0 |  | TMCP | 91693651 |  |  |  | 1 | 100 | TMCP-711015 | 93553171 | N | R0
| n/a | 01710555-2010 | PUMP,TMCP,R0,1.0HP CONT.,220V,50HZ,1SPD,S/C,72"NEMA,A/S,HESS | 1.0 | 85 | TMCP | 91693651 | 8.4 | 5.5 | 0 | 1 | 220 | TMCP-551013 | 93523061 | Y | R0
| n/a | 01710618-2010 | PUMP,TMCP,R0,1.0HP CONT.,220V,50HZ,1SPD,S/C,36"NEMA,A/S | 1.0 | 85 | TMCP | 91693651 | 8.4 | 5.5 | 0 | 1 | 220 | TMCP-551013 | 93523061 | Y | R0
| n/a | 01710749-2010 | PUMP,TMCP,R0,1.0HP CONT.,220V,50HZ,1SPD,S/C,3700 IMP | 1.0 | 85 | TMCP | 91693700 | 10 | 6.0 | 0 | 1 | 220 | TMCP-551013 | 93523061 | N | R0
| n/a | 01710800-6010 | *OBS*PUMP,TMCP,R0,1.0HP CONT.,220-240V,50HZ,1SPD,TEFC | 1.0 | 90 | TMCP | 91693651 | 9 | 4.3 | 0 | 1 | 220 | TMCP-711014 | 93553071 | N | R0
| n/a | 01715014-1000 | PUMP,TMCP,R0,1.5HP CONT.,220V,50HZ,1SPD,D/C,A/S | 1.5 | 102 | TMCP | 91693701 | 14 | 7.6 | 0 | 1 | 220 | TMCP-551513 | 93495070 | N | R0
| n/a | 01715014-1010 | PUMP,TMCP,R0,1.5HP CONT.,220V,50HZ,1SPD,D/C,A/S | 1.5 | 102 | TMCP | 91693701 | 14 | 7.6 | 0 | 1 | 220 | TMCP-551513 | 93495070 | N | R0
| n/a | 01720001-1010 | PUMP,TMCP,R0,1.5HP CONT.,220V,50HZ,1SPD,D/C | 1.5 | 102 | TMCP | 91693701 | 14 | 7.6 | 0 | 1 | 220 | TMCP-551513 | 93495070 | N | R0
| n/a | 01720001-1310 | PUMP,TMCP,R0,1.5HP CONT.,220V,50HZ,1SPD,D/C | 1.5 | 102 | TMCP | 91693701 | 14 | 7.6 | 0 | 1 | 220 | TMCP-551513 | 93495070 | N | R0
| n/a | 01720002-2300 | *OBS*PUMP,TMCP,R0,1.5HP CONT.,220V,50HZ,1SPD,D/C | 1.5 | 110 | TMCP | 91693701 | 5.3 | 5.7 | 0 | 1 | 220 | TMCP-551513 | 93525070 | N | R0
| n/a | 01721987-2300 | *OBS*PUMP,TMCP,R0,1.5HP CONT.,220V,50HZ,1SPD,D/C,36"NEMA | 1.5 | 80 | TMCP | 91693700 | 11.2 | 4.6 | 0 | 1 | 220 | TMCP-551513 | 93525070 | Y | R0
| n/a | 01807857-1010 | *OBS*PUMP,TMCP,R0,.75HP CONT.,220V,50HZ,2SPD,S/C,36"NEMA,A/S | 1.0 | 85 | TMCP | 91693601 | 10 | 5.8 | 2.2 | 2 | 220 | TMCP-551023 | 93493370 | Y | R0
| n/a | 01810069-2000 | PUMP,TMCP,R0,1.0HP CONT.,220V,50HZ,2SPD,D/C,A/S | 1.0 | 85 | TMCP | 91693651 | 10 | 5.7 | 1.6 | 2 | 220 | TMCP-551023 | 93523370 | N | R0
| n/a | 01810070-2010 | PUMP,TMCP,R0,1.0HP CONT.,220V,50HZ,2SPD,D/C | 1.0 | 85 | TMCP | 91693651 | 10 | 5.7 | 1.6 | 2 | 220 | TMCP-551023 | 93523370 | N | R0
| n/a | 01820001-1300 | PUMP,TMCP,R0,1.5HP CONT.,220V,50HZ,2SPD,D/C | 1.5 | 130 | TMCP | 91693701 | 2.8 | 8.1 | 2.4 | 2 | 220 | TMCP-551523 | 93495170 | N | R0
| n/a | 02010070-2010 | PUMP,FMHP,R0,1.0HP CONT.,220V,50HZ,1SPD,S/C | 1.0 | 98 | FMHP | 91693651 | 11 | 5.7 | 0 | 1 | 220 | FMHP-551013 | 93523061 | N | R0
| n/a | 02010166-2010 | PUMP,FMHP,R0,1.0HP CONT.,220V,50HZ,1SPD,S/C,VITON | 1.0 | 98 | FMHP | 91693651 | 11 | 5.7 | 0 | 1 | 220 | FMHP-551013 | 93523061 | N | R0
| n/a | 02015070-1010 | PUMP,FMHP,R0,1.5HP CONT.,220V,50HZ,1SPD,D/C | 1.5 | 115 | FMHP | 91693651 | 14 | 7.6 | 0 | 1 | 220 | FMHP-551513 | 93495070 | N | R0
| n/a | 02015223-2010 | *OBS*PUMP,FMHP,R9,1.5HP CONT.,220V,50HZ,1SPD,D/C | 1.5 | 115 | FMHP | 91693701 | 14 | 5.8 | 0 | 1 | 220 | FMHP-551513 | 93525070 | N | R9
no cord | 02093377-2110 | 02093008-2100 | PUMP,CMHP,R0,1/15HP CONT.,220V,50HZ,1SPD,S/C,72"4P | 1/15 | 48 | CMHP | 91693655 | .6 | 0.6 | 0 | 1 | 220 | CMHP-550113 | 93529303 | Y | R0
no cord | 02093377-2110 | 02093008-2110 | PUMP,CMHP,R0,1/15HP CONT.,220V,50HZ,1SPD,S/C,72"4P | 1/15 | 48 | CMHP | 91693655 | .6 | 0.6 | 0 | 1 | 220 | CMHP-550113 | 93529303 | Y | R0
no cord | 02093377-2110 | 02093008-2130 | PUMP,CMHP,R0,1/15HP CONT.,220V,50HZ,1SPD,S/C,72"4P | 1/15 | 48 | CMHP | 91693655 | .6 | 0.6 | 0 | 1 | 220 | CMHP-550113 | 93529303 | Y | R0
no cord | 02093377-2110 | 02093008-2520 | PUMP,CMHP,R0,1/15HP CONT.,220V,50HZ,1SPD,S/C,72"4P | 1/15 | 48 | CMHP | 91693655 | .6 | 0.6 | 0 | 1 | 220 | CMHP-550113 | 93529303 | Y | R0
no cord | 02093377-2110 | 02093377-2110 | PUMP,CMHP,R0,1/15HP CONT.,220V,50HZ,1SPD,S/C,72"GRAY MINI | 1/15 | 48 | CMHP | 91693655 | .6 | 0.6 | 0 | 1 | 220 | CMHP-550113 | 93529303 | Y | R0
no cord | 02093377-2110 | 02093656-2010 | PUMP,CMHP,R0,1/15HP CONT.,220V,50HZ,1SPD,S/C,48"GRAY MINI | 1/15 | 48 | CMHP | 91693655 | .6 | 0.6 | 0 | 1 | 220 | CMHP-550113 | 93529303 | Y | R0
no cord | 02093377-2110 | 02093656-2110 | PUMP,CMHP,R0,1/15HP CONT.,220V,50HZ,1SPD,S/C,48"GRAY MINI | 1/15 | 48 | CMHP | 91693655 | .6 | 0.6 | 0 | 1 | 220 | CMHP-550113 | 93529303 | Y | R0
no cord | 02093377-2110 | 02093656-2130 | PUMP,CMHP,R0,1/15HP CONT.,220V,50HZ,1SPD,S/C,48"GRAY MINI | 1/15 | 48 | CMHP | 91693655 | .6 | 0.6 | 0 | 1 | 220 | CMHP-550113 | 93529303 | Y | R0
no cord | 02093377-2110 | 02093656-2510 | PUMP,CMHP,R0,1/15HP CONT.,220V,50HZ,1SPD,S/C,48"GRAY MINI | 1/15 | 48 | CMHP | 91693655 | .6 | 0.6 | 0 | 1 | 220 | CMHP-550113 | 93529303 | Y | R0
no cord | 02093377-2110 | 02093700-2110 | PUMP,CMHP,R0,1/15HP CONT.,220V,50HZ,1SPD,S/C,48"GRAY MINI | 1/15 | 48 | CMHP | 91693655 | .6 | 0.6 | 0 | 1 | 230 | CMHP-550113 | 93529303 | Y | R0
no cord | 02093377-2110 | 02093700-2510 | PUMP,CMHP,R0,1/15HP CONT.,220V,50HZ,1SPD,S/C,48"GRAY MINI | 1/15 | 48 | CMHP | 91693655 | .6 | 0.6 | 0 | 1 | 220 | CMHP-550113 | 93529303 | Y | R0
Watkins/Caldera | n/a contact spa manufactuer | 02110046-2000 | PUMP,FMHP,R0,1.0HP CONT.,220V,50HZ,2SPD,D/C,MNFLD, WATKINS | 1.0 | 88 | FMHP | 91693651 | 11 | 5.1 | 1.6 | 2 | 220 | FMHP-551023 | 93523370 | N | R0
Watkins/Caldera | n/a contact spa manufactuer | 02110046-2100 | PUMP,FMHP,R0,1.0HP CONT.,220V,50HZ,2SPD,D/C,MNFLD,WATKINS | 1.0 | 88 | FMHP | 91693651 | 11 | 5.1 | 1.6 | 2 | 220 | FMHP-551023 | 93523370 | N | R0
Watkins/Caldera | n/a contact spa manufactuer | 02110046-2300 | PUMP,FMHP,R0,1.0HP CONT.,220V,50HZ,2SPD,D/C,MNFLD,WATKINS | 1.0 | 88 | FMHP | 91693651 | 11 | 5.1 | 1.6 | 2 | 220 | FMHP-551023 | 93523370 | N | R0
| n/a | 02110072-2010 | PUMP,FMHP,R9,1.0HP CONT.,100V,50HZ,2SPD,D/C | 1.0 | 100 | FMHP | 91693651 | 15.1 | 13.6 | 3.2 | 2 | 100 | FMHP-551025 | 93523371 | N | R9
| n/a | 02110210-1000 | *OBS*PUMP,FMHP,R0,1.0HP CONT.,220V,50HZ,2SPD,D/C,36"4P | 1.0 | 98 | FMHP | 91693651 | 11 | 5.8 | 2.2 | 2 | 220 | FMHP-551023 | 93493370 | Y | R0
| n/a | 02115070-1000 | PUMP,FMHP,R0,1.5HP CONT.,220V,50HZ,2SPD,D/C | 1.5 | 92 | FMHP | 91693701 | 14 | 7.3 | 2.5 | 2 | 220 | FMHP-551523 | 93495170 | N | R0
| n/a | 02115070-1010 | PUMP,FMHP,R0,1.5HP CONT.,220V,50HZ,2SPD,D/C | 1.5 | 92 | FMHP | 91693701 | 14 | 7.3 | 2.5 | 2 | 220 | FMHP-551523 | 93495170 | N | R0
| n/a | 02115115-1000 | PUMP,FMHP,R0,1.5HP CONT.,220V,50HZ,2SPD,D/C,60"4P,RW | 1.5 | 92 | FMHP | 91693701 | 14 | 7.3 | 2.5 | 2 | 220 | FMHP-551523 | 93495170 | Y | R0
| n/a | 02115115-1010 | PUMP,FMHP,R0,1.5HP CONT.,220V,50HZ,2SPD,D/C,60"4P RW | 1.5 | 92 | FMHP | 91693701 | 14 | 7.3 | 2.5 | 2 | 220 | FMHP-551523 | 93495170 | Y | R0
| n/a | 02115115-1300 | PUMP,FMHP,R0,1.5HP CONT.,220V,50HZ,2SPD,D/C,60"4P,RW | 1.5 | 92 | FMHP | 91693701 | 14 | 7.3 | 2.5 | 2 | 220 | FMHP-551523 | 93495170 | Y | R0
| n/a | 02115210-1000 | PUMP,FMHP,R0,1.5HP CONT.,220V,50HZ,2SPD,D/C,36"4P | 1.5 | 92 | FMHP | 91693701 | 14 | 7.3 | 2.5 | 2 | 220 | FMHP-551523 | 93495170 | Y | R0
| n/a | 02115210-2000 | PUMP,FMHP,R0,1.5HP CONT.,220V,50HZ,2SPD,D/C,36"4P | 1.5 | 115 | FMHP | 91693701 | 14 | 7.9 | 3.1 | 2 | 220 | FMHP-551523 | 93525170 | Y | R0
| n/a | 02115972-4010 | PUMP,FMHP,R0,1.0HP CONT.,220V,50HZ,2SPD,D/C,48"GRAY MINI | 1.0 | 80 | FMHP | 91693651 | 11.6 | 6.3 | 2.2 | 2 | 220 | FMHP-551024 | 93503371 | Y | R0
| n/a | 02115003-2000 | PUMP,FMHP,R0,1.0HP CONT.,220V,50HZ,2SPD,D/C | 1.0 | 88 | FMHP | 91693651 | 11 | 5.1 | 1.6 | 2 | 220 | FMHP-551023 | 93523370 | N | R0
| n/a | 02115003-2010 | PUMP,FMHP,R0,1.0HP CONT.,220V,50HZ,2SPD,D/C | 1.0 | 88 | FMHP | 91693651 | 11 | 5.1 | 1.6 | 2 | 220 | FMHP-551023 | 93523370 | N | R0
| n/a | 02120002-1010 | PUMP,FMHP,R3,1.5HP CONT.,220V,50HZ,2SPD,D/C,48"4P | 1.5 | 92 | FMHP | 91693701 | 14 | 7.3 | 2.5 | 2 | 220 | FMHP-551523 | 93495170 | Y | R3
| n/a | 02210203-2010 | PUMP,FMHP,R3,1.0HP CONT.,220-240V,50HZ,2SPD,D/C | 1.0 | 88 | FMHP | 91693651 | 11 | 5.1 | 1.6 | 2 | 220 | FMHP-551023 | 93523370 | N | R3
no cord | 02093377-2110 | 02407001-2510 | PUMP,CMHP,R0,1/15HP CONT.,220V,50HZ,1SPD,S/C,48"HQMINI | 1/15 | 50 | CMHP | 91693701 | 1.1 | .7 | 0 | 1 | 220 | CMHP-550114 | 93529304 | Y | R0
no cord, will have to move to R9 | 02093377-2110 | 02407002-2510 | PUMP,CMHP,R9,1/15HP CONT.,220V,50HZ,1SPD,S/C,48"4P,VITON | 1/15 | 38 | CMHP | 91693601 | .6 | 0.5 | 0 | 1 | 220 | CMHP-550114 | 93529304 | Y | R9
no cord, will have to move to R9 | 02093377-2110 | 02407384-2510 | PUMP,CMHP,R9,1/15HP CONT.,220V,50HZ,1SPD,S/C,48"GRAY MINI,IPX5,VITON | 1/15 | 38 | CMHP | 91693601 | .6 | 0.5 | 0 | 1 | 220 | CMHP-550114 | 93529304 | Y | R9
no cord | 02093377-2110 | 02407422-2010 | PUMP,CMHP,R0,1/15HP CONT.,220V,50HZ,1SPD,S/C,79"4P,IPX5 | 1/15 | 38 | CMHP | 91693601 | .6 | 0.5 | 0 | 1 | 220 | CMHP-550114 | 93529304 | Y | R0
no cord | 02093377-2110 | 02407422-2510 | PUMP,CMHP,R0,1/15HP CONT.,220V,50HZ,1SPD,S/C,79"4P,IPX5 | 1/15 | 38 | CMHP | 91693601 | .6 | 0.5 | 0 | 1 | 220 | CMHP-550114 | 93529304 | Y | R0
no cord | 02093377-2110 | 02410000-2500 | PUMP,CMHP,R0,1/15HP CONT.,220V,50HZ,1SPD,S/C,48"4P,IPX5,VITON | 1/15 | 42 | CMHP | 91693651 | 0.9 | 0.7 | 0 | 1 | 220 | CMHP-550114 | 93529304 | Y | R0
no cord | 02093377-2110 | 02410000-2510 | PUMP,CMHP,R0,1/15HP CONT.,230V,50HZ,1SPD,S/C,48"4P,IPX5,VITON | 1/15 | 42 | CMHP | 91693651 | 0.9 | 0.7 | 0 | 1 | 230 | CMHP-550112 | 93529304 | Y | R0
no cord, will have to move to R3 | 02093377-2110 | 02410003-2500 | PUMP,CMHP,R3,1/15HP CONT.,220V,50HZ,1SPD,S/C,48"4P,IPX5,VITON,NPSC@9&6 | 1/15 | 42 | CMHP | 91693651 | 0.9 | 0.7 | 0 | 1 | 220 | CMHP-550114 | 93529304 | Y | R3
no cord(normal impeller) | 02093377-2110 | 02410004-2510 | PUMP,CMHP,R0,1/15HP CONT.,220V,50HZ,1SPD,S/C,96"4P,3651 IMP,IPX5 | 1/15 | 42 | CMHP | 91693651 | 0.9 | 0.7 | 0 | 1 | 220 | CMHP-550114 | 93529304 | Y | R0
no cord(normal impeller) | 02093377-2110 | 02410013-2510 | PUMP,CMHP,R0,1/15HP CONT.,220V,50HZ,1SPD,S/C,3601 IMP,RST @ 9 O'CLOCK | 1/15 | 38 | CMHP | 91693601 | .6 | 0.5 | 0 | 1 | 220 | CMHP-550114 | 93529304 | N | R0
no cord(normal impeller) | 02093377-2110 | 02410014-2510 | PUMP,CMHP,R0,1/15HP CONT.,220V,50HZ,1SPD,S/C,3601 IMP,48"IN.LINK,CRD@9 O'CLOCK | 1/15 | 38 | CMHP | 91693601 | .6 | 0.5 | 0 | 1 | 220 | CMHP-550114 | 93529304 | Y | R0
no cord | 02093377-2110 | 02410377-2510 | PUMP,CMHP,R0,1/15HP CONT.,220V,50HZ,1SPD,S/C,72"GRAY MINI | 1/15 | 48 | CMHP | 91693655 | .6 | 0.6 | 0 | 1 | 220 | CMHP-550113 | 93529303 | Y | R0
no cord | 02093377-2110 | 02410392-2110 | PUMP,CMHP,R0,1/15HP CONT.,220V,50HZ,1SPD,S/C,79"4P | 1/15 | 48 | CMHP | 91693655 | .6 | 0.6 | 0 | 1 | 220 | CMHP-550113 | 93529303 | Y | R0
no cord | 02093377-2110 | 02410402-2510 | PUMP,CMHP,R0,1/15HP CONT.,220V,50HZ,1SPD,S/C,79"4P,VITON | 1/15 | 38 | CMHP | 91693601 | .6 | 0.5 | 0 | 1 | 220 | CMHP-550114 | 93529304 | Y | R0
no cord | 02093377-2110 | 02410498-2000 | PUMP,CMHP,R0,1/15HP CONT.,220V,50HZ,1SPD,S/C | 1/15 | 48 | CMHP | 91693655 | .6 | 0.6 | 0 | 1 | 220 | CMHP-550113 | 93529303 | N | R0
no cord | 02093377-2110 | 02410498-2100 | PUMP,CMHP,R0,1/15HP CONT.,220V,50HZ,1SPD,S/C | 1/15 | 48 | CMHP | 91693655 | .6 | 0.6 | 0 | 1 | 220 | CMHP-550113 | 93529303 | N | R0
no cord | 02093377-2110 | 02410662-2110 | PUMP,CMHP,R0,1/15HP CONT.,220V,50HZ,1SPD,S/C,48"GRAY MINI,VITON | 1/15 |  | CMHP | 91693601 |  |  |  | 1 | 220 | CMHP-550113 | 93529303 | Y | R0
no cord(normal impeller) | 02093377-2110 | 02410701-2510 | PUMP,CMHP,R0,1/15HP CONT.,220V,50HZ,1SPD,S/C,72"4P,3651 IMP | 1/15 | 40 | CMHP | 91693651 | 2.2 | .6 | 0 | 1 | 220 | CMHP-550113 | 93529303 | Y | R0
no cord | 02093377-2110 | 02410974-2510 | PUMP,CMHP,R0,1/15HP CONT.,220V,50HZ,1SPD,S/C,60"GRAY MINI | 1/15 | 48 | CMHP | 91693655 | .6 | 0.6 | 0 | 1 | 220 | CMHP-550113 | 93529303 | Y | R0
no cord | 02093377-2110 | 02410979-2510 | PUMP,CMHP,R0,1/15HP CONT.,220V,50HZ,1SPD,S/C,79"4P,HI-FLO,IPX5 | 1/15 | 42 | CMHP | 91693651 | 0.9 | 0.7 | 0 | 1 | 220 | CMHP-550114 | 93529304 | Y | R0
no cord | 02093377-2110 | 02415001-2010 | PUMP,CMHP,R0,1/15HP CONT.,220V,50HZ,1SPD,S/C,48"GRAY MINI,TUV | 1/15 | 50 | CMHP | 91693701 | 1.1 | .7 | 0 | 1 | 220 | CMHP-550114 | 93529304 | Y | R0
no cord | 02093377-2110 | 02415001-2500 | PUMP,CMHP,R0,1/15HP CONT.,220V,50HZ,1SPD,S/C,48"GRAY MINI,TUV | 1/15 | 50 | CMHP | 91693701 | 1.1 | .7 | 0 | 1 | 220 | CMHP-550114 | 93529304 | Y | R0
no cord | 02093377-2110 | 02415001-2510 | PUMP,CMHP,R0,1/15HP CONT.,220V,50HZ,1SPD,S/C,48"GRAY MINI,TUV | 1/15 | 50 | CMHP | 91693701 | 1.1 | .7 | 0 | 1 | 220 | CMHP-550114 | 93529304 | Y | R0
no cord, will have to move to R3 | 02093377-2110 | 02415002-2010 | PUMP,CMHP,R3,1/15HP CONT.,220V,50HZ,1SPD,S/C,HSD@9 | 1/15 | 50 | CMHP | 91693701 | 1.1 | .7 | 0 | 1 | 220 | CMHP-550114 | 93529304 | N | R3
no cord, will have to move to R3 | 02093377-2110 | 02415002-2310 | PUMP,CMHP,R3,1/15HP CONT.,220V,50HZ,1SPD,S/C,HSD@9,TUV | 1/15 | 50 | CMHP | 91693701 | 1.1 | .7 | 0 | 1 | 220 | CMHP-550114 | 93529304 | N | R3
no cord(normal impeller) | 02093377-2110 | 02415003-2510 | PUMP,CMHP,R0,1/15HP CONT.,220V,50HZ,1SPD,S/C,79"4P,3651 IMP,IPX5,TUV | 1/15 | 42 | CMHP | 91693651 | 0.9 | 0.7 | 0 | 1 | 220 | CMHP-550114 | 93529304 | Y | R0
(normal impeller) | 02093377-2110 | 02415004-2510 | PUMP,CMHP,R0,1/15HP CONT.,220V,50HZ,1SPD,S/C,3651 IMP,IPX5,VITON | 1/15 | 42 | CMHP | 91693651 | 0.9 | 0.7 | 0 | 1 | 220 | CMHP-550112 | 93529304 | N | R0
no cord(normal impeller) | 02093377-2110 | 02415005-2010 | PUMP,CMHP,R0,1/15HP CONT.,220V,50HZ,1SPD,S/C,72"4P,3651 IMP | 1/15 | 40 | CMHP | 91693651 | 2.2 | .6 | 0 | 1 | 220 | CMHP-550113 | 93529303 | Y | R0
no cord(normal impeller) | 02093377-2110 | 02415005-2510 | PUMP,CMHP,R0,1/15HP CONT.,220V,50HZ,1SPD,S/C,72"4P,3651 IMP | 1/15 | 40 | CMHP | 91693651 | 2.2 | .6 | 0 | 1 | 220 | CMHP-550113 | 93529303 | Y | R0
(normal impeller) | 02093377-2110 | 02415006-2510 | PUMP,CMHP,R0,1/15HP CONT.,220V,50HZ,1SPD,S/C,TUV,3701 IMP | 1/15 | 50 | CMHP | 91693701 | 1.1 | .7 | 0 | 1 | 220 | CMHP-550114 | 93529304 | N | R0
no cord | 02093377-2110 | 02415422-2010 | PUMP,CMHP,R0,1/15HP CONT.,220V,50HZ,1SPD,S/C,79"4P,IPX5,TUV | 1/15 | 50 | CMHP | 91693701 | 1.1 | .7 | 0 | 1 | 220 | CMHP-550114 | 93529304 | Y | R0
no cord | 02093377-2110 | 02415422-2510 | PUMP,CMHP,R0,1/15HP CONT.,220V,50HZ,1SPD,S/C,79"4P,IPX5,TUV | 1/15 | 50 | CMHP | 91693701 | 1.1 | .7 | 0 | 1 | 220 | CMHP-550114 | 93529304 | Y | R0
no cord | 02093377-2110 | 02420000-2510 | PUMP,CMHP,R0,1/15HP CONT.,220V,50HZ,1SPD,S/C,48"GRAY MINI,VITON | 1/15 | 50 | CMHP | 91693701 | 1.1 | .7 | 0 | 1 | 220 | CMHP-550114 | 93529304 | Y | R0
no cord | 02093377-2110 | 02420001-2500 | PUMP,CMHP,R0,1/15 CONT.,220V,50HZ,1SPD,S/C,48"4P,VITON | 1/15 | 50 | CMHP | 91693701 | 1.1 | .7 | 0 | 1 | 220 | CMHP-550114 | 93529304 | Y | R0
no cord(normal impeller) | 02093377-2110 | 02420002-2510 | PUMP,CMHP,R0,1/15HP CONT.,220V,50HZ,1SPD,S/C,RST @ 9 O'CLOCK | 1/15 | 50 | CMHP | 91693701 | 1.1 | .7 | 0 | 1 | 220 | CMHP-550114 | 93529304 | N | R0
| n/a | 02507177-1080 | *OBS*PUMP,FMCP,R0,.75HP CONT.,220V,50HZ,1SPD,D/C,L/BASE,W/TRAP | .75 | 57 | FMCP | 91693601 | 15 | 7.6 | 0 | 1 | 220 | FMCP-550713 | 93491071 | N | R0
| n/a | 02507178-1080 | *OBS*PUMP,FMCP,R0,.75HP CONT.,220V,50HZ,1SPD,D/C,W/TRAP,.5OHP LBL | .75 | 57 | FMCP | 91693601 | 15 | 4.8 | 0 | 1 | 220 | FMCP-550713 | 93491070 | N | R0
| n/a | 02507179-1080 | *OBS*PUMP,FMCP,R0,.75HP CONT.,220V,50HZ,1SPD,D/C,W/TRAP | .75 | 57 | FMCP | 91693601 | 15 | 4.8 | 0 | 1 | 220 | FMCP-550713 | 93491070 | N | R0
| n/a | 02507498-2010 | *OBS*PUMP,FMCP,R0,.75HP CONT.,220V,50HZ,1SPD,S/C | .75 | 85 | FMCP | 91693601 | 10 | 5.5 | 0 | 1 | 220 | FMCP-550713 | 93521071 | N | R0
| n/a | 02510727-1000 | PUMP,FMCP,R9,.75HP CONT.,220V,50HZ,1SPD,D/C | .75 | 57 | FMCP | 91693601 | 15 | 7.6 | 0 | 1 | 220 | FMCP-550713 | 93491071 | N | R9
| n/a | 02515070-1010 | PUMP,FMCP,R0,1.5HP CONT.,220V,50HZ,1SPD,D/C | 1.5 | 78 | FMCP | 91693701 | 14 | 5.5 | 0 | 1 | 220 | FMCP-551513 | 93495070 | N | R0
| n/a | 02515835-1010 | PUMP,FMCP,R0,1.5HP CONT.,220V,50HZ,1SPD,D/C | 1.5 | 78 | FMCP | 91693701 | 14 | 5.5 | 0 | 1 | 220 | FMCP-551513 | 93495070 | N | R0
| n/a | 02520001-2300 | PUMP,FMCP,R0,1.0HP CONT.,220V,50HZ,1SPD,D/C,SOFT-TUB,W/O DRN PLUG | 1.0 | 100 | FMCP | 91693701 | 8.6 | 5.6 | 0 | 1 | 220 | FMCP-551013 | 93523063 | N | R0
| n/a | 02520115-1300 | PUMP,FMCP,R0,1.5HP CONT.,220V,50HZ,1SPD,D/C,48"MINI,BRWN CUT,VITON,RED WE | 1.5 | 78 | FMCP | 91693701 | 14 | 5.5 | 0 | 1 | 220 | FMCP-551513 | 93495070 | Y | R0
| n/a | 02520115-1310 | PUMP,FMCP,R0,1.5HP CONT.,220V,50HZ,1SPD,D/C,48"MINI,BRWN CUT,VITON,RED WE | 1.5 | 78 | FMCP | 91693701 | 14 | 5.5 | 0 | 1 | 220 | FMCP-551513 | 93495070 | Y | R0
| n/a | 02615070-1010 | PUMP,FMCP,R0,1.5HP CONT.,220V,50HZ,2SPD,D/C | 1.5 | 85 | FMCP | 91693701 | 14 | 7.0 | 2.3 | 2 | 220 | FMCP-551523 | 93495170 | N | R0
| n/a | 02610070-1000 | *OBS*PUMP,FMCP,R0,1.0HP CONT.,220-240V,50HZ,2SPD,D/C | 1.0 | 75 | FMCP | 91693651 | 10 | 5.8 | 2.2 | 2 | 220 | FMCP-551023 | 93493370 | N | R0
| n/a | 02620001-1310 | PUMP,FMCP,R0,1.5HP CONT.,220V,50HZ,2SPD,D/C,48"GRAY MINI,VITON,RED WE | 1.5 | 85 | FMCP | 91693701 | 14 | 7.0 | 2.3 | 2 | 220 | FMCP-551523 | 93495170 | Y | R0
| n/a | 02620001-2300 | PUMP,FMCP,R0,1.5HP CONT.,220V,50HZ,2SPD,D/C,48"GRAY MINI,VITON,RED WE | 1.5 | 110 | FMCP | 91693701 | 7.7 | 7 | 2.6 | 2 | 220 | FMCP-551523 | 93525170 | Y | R0
| n/a | 02620001-2310 | PUMP,FMCP,R0,1.5HP CONT.,220V,50HZ,2SPD,D/C,48"GRAY MINI,VITON,RED WE | 1.5 | 110 | FMCP | 91693701 | 7.7 | 7 | 2.6 | 2 | 220 | FMCP-551523 | 93525170 | Y | R0
| n/a | 02907422-2510 | PUMP,CMCP,R0,1/15HP CONT.,220V,50HZ,1SPD,S/C,79"4P | 1/15 | 40 | CMCP | 91693601 | 0.9 | 0.5 | 0 | 1 | 220 | CMCP-550114 | 93529304 | Y | R0
| n/a | 02910422-2510 | PUMP,CMCP,R0,1/15HP CONT.,230V,50HZ,1SPD,S/C,79"4P,HI-FLO | 1/15 | 50 | CMCP | 91693651 | 0.9 | 0.6 | 0 | 1 | 220 | CMCP-550114 | 93529304 | Y | R0
| n/a | 02910498-2000 | PUMP,CMCP,R0,1/15HP CONT.,220V,50HZ,1SPD,S/C | 1/15 | 40 | CMCP | 91693655 | 1.4 | 0.6 | 0 | 1 | 220 | CMCP-550113 | 93529303 | N | R0
| n/a | 03015070-1010 | PUMP,FMHP,R0,2.0MBHP,220V,50HZ,1SPD,D/C | 1.5 | 115 | FMHP | 91693701 | 14 | 7.6 | 0 | 1 | 220 | FMHP-551513 | 93495070 | N | R0
| n/a | 03015070-1110 | PUMP,FMHP,R0,2.0MBHP,220V,50HZ,1SPD,D/C | 1.5 | 115 | FMHP | 91693701 | 14 | 7.6 | 0 | 1 | 220 | FMHP-551513 | 93495070 | N | R0
| n/a | 03015070-1310 | PUMP,FMHP,R0,2.0MBHP,220V,50HZ,1SPD,D/C | 1.5 | 115 | FMHP | 91693701 | 14 | 7.6 | 0 | 1 | 220 | FMHP-551513 | 93495070 | N | R0
| n/a | 03015070-2010 | *OBS*PUMP,FMHP,R0,3.8MBHP,220V,50HZ,1SPD,D/C | 1.5 | 115 | FMHP | 91693701 | 14 | 5.8 | 0 | 1 | 220 | FMHP-551513 | 93525070 | N | R0
| n/a | 03015070-2110 | *OBS*PUMP,FMHP,R0,3.8MBHP,220V,50HZ,1SPD,D/C | 1.5 | 115 | FMHP | 91693701 | 14 | 5.8 | 0 | 1 | 220 | FMHP-551513 | 93525070 | N | R0
| n/a | 03015070-2310 | *OBS*PUMP,FMHP,R0,3.8MBHP,220V,50HZ,1SPD,D/C | 1.5 | 115 | FMHP | 91693701 | 14 | 5.8 | 0 | 1 | 220 | FMHP-551513 | 93525070 | N | R0
| n/a | 03015176-2000 | *OBS*PUMP,FMHP,R0,3.8MBHP,220V,50HZ,1SPD,D/C,48"GRAY MINI | 1.5 | 115 | FMHP | 91693701 | 14 | 5.8 | 0 | 1 | 220 | FMHP-551513 | 93525070 | Y | R0
| n/a | 03015176-2110 | *OBS*PUMP,FMHP,R0,3.8MBHP,220V,50HZ,1SPD,D/C,48"GRAY MINI | 1.5 | 115 | FMHP | 91693701 | 14 | 5.8 | 0 | 1 | 220 | FMHP-551513 | 93525070 | Y | R0
| n/a | 03015176-2310 | *OBS*PUMP,FMHP,R0,3.8MBHP,220V,50HZ,1SPD,D/C,48"GRAY MINI | 1.5 | 115 | FMHP | 91693701 | 14 | 5.8 | 0 | 1 | 220 | FMHP-551513 | 93525070 | Y | R0
| n/a | 03510728-2010 | PUMP,FMCP,R0,1.5MBHP,220V,50HZ,1SPD,D/C,SOFTTUB,W/O DRN PLG | 1.0 | 88 | FMCP | 91693700 | 10 | 6.3 | 0 | 1 | 220 | FMCP-551013 | 93523062 | N | R0
| n/a | 03510728-2100 | PUMP,FMCP,R0,1.5MBHP,220V,50HZ,1SPD,D/C,SOFT-TUB,W/O DRN PLG | 1.0 | 88 | FMCP | 91693700 | 10 | 6.3 | 0 | 1 | 220 | FMCP-551013 | 93523062 | N | R0
| n/a | 03110549-1000 | *OBS*PUMP,FMHP,R9,1.5MBHP,220V,50HZ,2SPD,D/C,36"4P, 9 NPSC,VITON | 1.0 | 98 | FMHP | 91693651 | 11 | 5.8 | 2.2 | 2 | 220 | FMHP-551023 | 93493370 | Y | R9
| n/a | 03110549-1300 | *OBS*PUMP,FMHP,R9,1.5MBHP,220V,50HZ,2SPD,D/C,36"4P, 9 NPSC,VITON | 1.0 | 98 | FMHP | 91693651 | 11 | 5.8 | 2.2 | 2 | 220 | FMHP-551023 | 93493370 | Y | R9
| n/a | 03115070-1010 | PUMP,FMHP,R0,2.0MBHP,220V,50HZ,2SPD,D/C | 1.5 | 92 | FMHP | 91693701 | 14 | 7.3 | 2.5 | 2 | 220 | FMHP-551523 | 93495170 | N | R0
| n/a | 03115070-2010 | PUMP,FMHP,R0,3.0MBHP,220V,50HZ,2SPD,D/C | 1.5 | 115 | FMHP | 91693701 | 14 | 7.9 | 3.1 | 2 | 220 | FMHP-551523 | 93525170 | N | R0
| n/a | 03115070-2030 | PUMP,FMHP,R0,3.0MBHP,220V,50HZ,2SPD,D/C | 1.5 | 115 | FMHP | 91693701 | 14 | 7.9 | 3.1 | 2 | 220 | FMHP-551523 | 93525170 | N | R0
| n/a | 03115116-2010 | PUMP,FMHP,R0,3.0MBHP,220V,50HZ,2SPD,D/C,48"GRAY MINI | 1.5 | 115 | FMHP | 91693701 | 14 | 7.9 | 3.1 | 2 | 220 | FMHP-551523 | 93525170 | Y | R0
| n/a | 03120000-2310 | PUMP,FMHP,R0,3.0MBHP,220V,50HZ,2SPD,D/C,48"GRAY MINI,VITON | 1.5 | 115 | FMHP | 91693701 | 14 | 7.9 | 3.1 | 2 | 220 | FMHP-551523 | 93525170 | Y | R0
| n/a | 03907130-1010 | PUMP,TMCP,R0,1.0MBHP,220V,50HZ,1SPD,D/C,36"NEMA,A/S | .75 | 35 | TMCP | 91693601 | 13 | 4.0 | 0 | 1 | 220 | TMCP-550713 | 93491070 | Y | R0
| n/a | 03910618-1010 | PUMP,TMCP,R0,1.5MBHP,220V,50HZ,1SPD,D/C,36"NEMA,A/S | 1.0 | 65 | TMCP | 91693651 | 10 | 6.0 | 0 | 1 | 220 | TMCP-551013 | 93493060 | Y | R0
| n/a | 03920001-1310 | PUMP,TMCP,R0,2.0MBHP,220V,50HZ,1SPD,D/C | 1.5 | 102 | TMCP | 91693701 | 14 | 7.6 | 0 | 1 | 220 | TMCP-551513 | 93495070 | N | R0
| n/a | 04120001-1300 | PUMP,TMCP,R0,2.0MBHP,220V,50HZ,2SPD,D/C | 1.5 | 130 | TMCP | 91693701 | 2.8 | 8.1 | 2.4 | 2 | 220 | TMCP-551523 | 93495170 | N | R0
no cord, 2 speed | 05320010-6340 | 05020701-1340 | PUMP,XP2e,R0,1.5HP CONT.,220V,50HZ,1SPD,D/C,72"4P | 1.5 | 88 | FMXP2E | 91695200 | 11.8 | 6.6 | 0 | 1 | 220 | XP2e-551513 | 93495070 | Y | R0
no cord, 2 speed, will have to move to R6 | 05320010-6340 | 05020957-1340 | PUMP,XP2e,R6,1.5HP CONT.,220V,50HZ,1SPD,D/C,72"4P | 1.5 | 88 | FMXP2E | 91695200 | 11.8 | 6.6 | 0 | 1 | 220 | XP2e-551513 | 93495070 | Y | R6
no cord, 2 speed, will have to move to R3 | 05320010-6340 | 05020971-1301 | PUMP,XPe,R3,1.5HP CONT.,220V,50HZ,1SPD,D/C,72"4P,9&1:30NPSC | 1.5 | 88 | FMXP2E | 91695200 | 11.8 | 6.6 | 0 | 1 | 220 | XP2e-551513 | 93495070 | Y | R3
no cord, 2 speed, will have to move to R3 | 05320010-6340 | 05020971-1340 | PUMP,XP2e,R3,1.5HP CONT.,220V,50HZ,1SPD,D/C,72"4P,9&1:30NPSC | 1.5 | 88 | FMXP2E | 91695200 | 11.8 | 6.6 | 0 | 1 | 220 | XP2e-551513 | 93495070 | Y | R3
Watkins/Caldera | n/a contact spa manufactuer | 05040848-6000 | *OBS*PUMP,XP2e,R0,2.0HP CONT.,220V,50HZ,1SPD,D/C,16/3,36"RING,WATKINS#37066 | 2.0 | 140 | FMXP2E | 91695400 | 14.5 | 8.7 | 0 | 1 | 220 | XP2e-802014 | 93556000 | Y | R0
Watkins/Caldera | n/a contact spa manufactuer | 05040848-6300 | *OBS*PUMP,XP2e,R0,2.0HP CONT.,220V,50HZ,1SPD,D/C,16/3,36"RING,WATKINS#37066 | 2.0 | 140 | FMXP2E | 91695400 | 14.5 | 8.7 | 0 | 1 | 220 | XP2e-802014 | 93556000 | Y | R0
Watkins/Caldera | n/a contact spa manufactuer | 05051848-6300 | *OBS*PUMP,XP2e,R0,2.5HP CONT.,220V,50HZ,1SPD,TEFC,36"RING,WATKINS#0977601 | 2.5 | 152 | FMXP2E | 91695501 | 15.1 | 9.5 | 0 | 1 | 220 | XP2e-902514 | 93556590 | Y | R0
Watkins/Caldera | n/a contact spa manufactuer | 05052848-6000 | *OBS*XP2e,R0,2.0HP CONT.,220V,50HZ,1SPD,D/C,16/3,36"RING, WATKINS#37066 | 2.0 |  | FMXP2E | 91695502 |  |  |  | 1 | 220 | XP2e-802014 | 93556000 | Y | R0
Watkins/Caldera | n/a contact spa manufactuer | 05052848-6300 | *OBS*PUMP,XP2e,R0,2.0HP CONT.,220V, 50HZ,1SPD,D/C,36",RING,WATKINS#37066 | 2.0 |  | FMXP2E | 91695502 |  |  |  | 1 | 220 | XP2e-802014 | 93556000 | Y | R0
no cord | 05351009-6040 | 05151000-1340 | PUMP,XP2e,R0,2.5HP CONT.,220V,50HZ,2SPD,TEFC,72"GRAY MINI,VITON | 2.5 | 145 | FMXP2E | 91695501 | 17.5 | 9.5 | 3.2 | 2 | 220 | XP2e-552524 | 93496180 | Y | R0
no cord | 05351009-6040 | 05151001-1300 | PUMP,XP2e,R0,2.5HP CONT.,220V,50HZ,2SPD,TEFC,48"4P | 2.5 | 145 | FMXP2E | 91695501 | 17.5 | 9.5 | 3.2 | 2 | 220 | XP2e-552524 | 93496180 | Y | R0
no cord | 05351009-6040 | 05151002-1340 | PUMP,XP2e,R0,2.5HP CONT.,220V,50HZ,2SPD,TEFC,96"4P | 2.5 | 145 | FMXP2E | 91695501 | 17.5 | 9.5 | 3.2 | 2 | 220 | XP2e-552523 | 93496180 | Y | R0
no cord | 05351009-6040 | 05151200-1040 | PUMP,XP2e,R0,2.5HP CONT.,220V,50HZ,2SPD,D/C,TEFC,79"4P | 2.5 | 145 | FMXP2E | 91695501 | 17.5 | 9.5 | 3.2 | 2 | 220 | XP2e-552524 | 93496180 | Y | R0
no cord | 05351009-6040 | 05151200-1340 | PUMP,XP2E,R0,2.5HP CONT.,220V,50HZ,2SPD,D/C,TEFC,79"4P | 2.5 | 145 | FMXP2E | 91695501 | 17.5 | 9.5 | 3.2 | 2 | 220 | XP2e-552524 | 93496180 | Y | R0
no cord | 05351009-6040 | 05151210-1040 | PUMP,XP2e,R0,2.5HP CONT.,220V, 50HZ,2SPD,D/C,TEFC,36"4P | 2.5 | 145 | FMXP2E | 91695501 | 17.5 | 9.5 | 3.2 | 2 | 220 | XP2e-552524 | 93496180 | Y | R0
no cord | 05351009-6040 | 05151210-1340 | PUMP,XP2e,R0,2.5HP CONT.,220V, 50HZ,2SPD,D/C,TEFC,36"4P RING | 2.5 | 145 | FMXP2E | 91695501 | 17.5 | 9.5 | 3.2 | 2 | 220 | XP2e-552524 | 93496180 | Y | R0
no cord | 05351009-6040 | 05151809-1040 | PUMP,XP2e,R0,2.5HP CONT.,220V,50HZ,2SPD,TEFC,60"GRAY MINI | 2.5 | 145 | FMXP2E | 91695501 | 17.5 | 9.5 | 3.2 | 2 | 220 | XP2e-552524 | 93496180 | Y | R0
no cord | 05351009-6040 | 05151809-1340 | PUMP,XP2e,R0,2.5HP CONT.,220V,50HZ,2SPD,TEFC,60"GRAY MINI | 2.5 | 145 | FMXP2E | 91695501 | 17.5 | 9.5 | 3.2 | 2 | 220 | XP2e-552524 | 93496180 | Y | R0
| 05351009-6040 | 05151810-1340 | PUMP,XP2e,R0,2.5HP CONT.,220V,50HZ,2SPD,TEFC | 2.5 | 145 | FMXP2E | 91695501 | 17.5 | 9.5 | 3.2 | 2 | 220 | XP2e-552524 | 93496180 | N | R0
no cord | 05351009-6040 | 05151824-1040 | PUMP,XP2e,R0,2.5HP CONT.,220V,50HZ,2SPD,TEFC,60"MINI,VITON | 2.5 | 145 | FMXP2E | 91695501 | 17.5 | 9.5 | 3.2 | 2 | 220 | XP2e-552524 | 93496180 | Y | R0
Watkins/Caldera | n/a contact spa manufactuer | 05151869-1300 | PUMP,XP2e,R0,2.5HP CONT.,220V,50HZ,2SPD,TEFC,60",NO CE,WTK#1019901-2 | 2.5 | 145 | FMXP2E | 91695501 | 17.5 | 9.5 | 3.2 | 2 | 220 | XP2e-552524 | 93496180 | Y | R0
Watkins/Caldera | n/a contact spa manufactuer | 05151870-1300 | *OBS*PUMP,XP2e,R0,2.5HP CONT.,220V,50HZ,2SPD,TEFC,60",NO CE,WTK#0982801-2 | 2.5 | 145 | FMXP2E | 91695501 | 17.5 | 9.5 | 3.2 | 2 | 220 | XP2e-552524 | 93496180 | Y | R0
no cord, will have to move to R3 | 05351009-6040 | 05151872-1040 | PUMP,XP2e,R3,2.5HP CONT.,220V,50HZ,2SPD,TEFC,60"MINI,VITON,9&1:30NPSC | 2.5 | 145 | FMXP2E | 91695501 | 17.5 | 9.5 | 3.2 | 2 | 220 | XP2e-552524 | 93496180 | Y | R3
no cord, will have to move to R3 | 05351009-6040 | 05151872-1340 | PUMP,XP2e,R3,2.5HP CONT.,220V, 50HZ,2SPD,TEFC,60"MINI,VITON,9&1:30NPSC | 2.5 | 145 | FMXP2E | 91695501 | 17.5 | 9.5 | 3.2 | 2 | 220 | XP2e-552524 | 93496180 | Y | R3
no cord | 05351009-6040 | 05151917-1040 | PUMP,XP2e,R0,2.5HP CONT.,220V,50HZ,2SPD,TEFC,48"GRAY MINI,VITON | 2.5 | 145 | FMXP2E | 91695501 | 17.5 | 9.5 | 3.2 | 2 | 220 | XP2e-552524 | 93496180 | Y | R0
no cord | 05351009-6040 | 05151917-1340 | PUMP,XP2e,R0,2.5HP CONT.,220V,50HZ,2SPD,TEFC,48"GRAY MINI,VITON | 2.5 | 145 | FMXP2E | 91695501 | 17.5 | 9.5 | 3.2 | 2 | 220 | XP2e-552524 | 93496180 | Y | R0
no cord | 05351009-6040 | 05151918-1340 | PUMP,XP2e,R0,2.5HP CONT.,220V,50HZ,2SPD,D/C,TEFC,48"HQ MINI | 2.5 | 145 | FMXP2E | 91695501 | 17.5 | 9.5 | 3.2 | 2 | 220 | XP2e-552524 | 93496180 | Y | R0
Watkins/Caldera | n/a contact spa manufactuer | 05152869-1300 | *OBS*PUMP,XP2e,R0,2.5HP CONT.,220V,50HZ,2SPD,60"RING,HSD,WTKS#1019901 | 2.5 |  | FMXP2E | 91695502 |  |  |  | 2 | 220 | XP2e-552524 | 93496180 | Y | R0
Watkins/Caldera | n/a contact spa manufactuer | 05152870-1300 | *OBS*PUMP,XP2e,R0,2.5HP CONT.,220V,50HZ,2SPD,TEFC,40"RINGS,HSD,WATKINS#801 | 2.5 |  | FMXP2E | 91695502 |  |  |  | 2 | 220 | XP2e-552524 | 93496180 | Y | R0
no cord, 2 speed | 05320010-6340 | 05220939-6340 | PUMP,XP2e,R0,1.5HP CONT.,220V,50HZ,1SPD,TEFC,72"4P | 1.5 | 96 | FMXP2E | 91695200 | 12.2 | 4.9 | 0 | 1 | 220 | XP2e-801514 | 93555080 | Y | R0
no cord, 2 speed, will have to move to R6 | 05320010-6340 | 05220958-6340 | PUMP,XP2e,R6,1.5HP CONT.,220V,50HZ,1SPD,TEFC,72"4P | 1.5 | 96 | FMXP2E | 91695200 | 12.2 | 4.9 | 0 | 1 | 220 | XP2e-801514 | 93555080 | Y | R6
no cord, 2 speed, will have to move to R3 | 05320010-6340 | 05220970-6301 | PUMP,XP2e,R3,1.5HP CONT.,220V,50HZ,1SPD,TEFC,72"4P,9&1:30NPSC | 1.5 | 96 | FMXP2E | 91695200 | 12.2 | 4.9 | 0 | 1 | 220 | XP2e-801514 | 93555080 | Y | R3
no cord, 2 speed, will have to move to R3 | 05320010-6340 | 05220970-6340 | PUMP,XP2e,R3,1.5HP CONT.,220V,50HZ,1SPD,TEFC,72"4P,9&1:30NPSC | 1.5 | 96 | FMXP2E | 91695200 | 12.2 | 4.9 | 0 | 1 | 220 | XP2e-801514 | 93555080 | Y | R3
no cord, 2 speed(normal impeller) | 05351009-6040 | 05235000-6300 | PUMP,XP2e,R0,2.5HP CONT.,220V,50HZ,1SPD,TEFC,VITON,72"4P,TRIM IMP | 2.5 | 160 | FMXP2E | 91695311 | 9.9 | 6.7 | 0 | 1 | 220 | XP2e-902514 | 93556590 | Y | R0
xp2, 2 speed, will have to move to R9 | 07130944-6040 | 05240000-6300 | *ENG*PUMP,XP2e,R9,2.0HP CONT.,220V,50HZ,1SPD,TEFC,120"4P,VITON,NPSC@9&6 | 2.0 | 140 | FMXP2E | 91695400 | 14.5 | 8.7 | 0 | 1 | 220 | XP2e-802014 | 93556000 | Y | R9
xp2, 2 speed, will have to move to R9 | 07130944-6040 | 05240000-6340 | *ENG*PUMP,XP2e,R9,2.0HP CONT.,220V,50HZ,1SPD,TEFC,120"4P,VITON,NPSC@9&6 | 2.0 | 140 | FMXP2E | 91695400 | 14.5 | 8.7 | 0 | 1 | 220 | XP2e-802014 | 93556000 | Y | R9
xp2, 2spd | 07130944-6040 | 05240840-6300 | *ENG*PUMP,XP2e,R0,2.0HP CONT.,220V,50HZ,1SPD,TEFC,SUNDANCE | 2.0 | 140 | FMXP2E | 91695400 | 14.5 | 8.7 | 0 | 1 | 220 | XP2e-802014 | 93556000 | N | R0
xp2, 2 speed, will have to move to R9 | 07130944-6040 | 05240841-6300 | *ENG*PUMP,XP2e,R9,2.0HP CONT.,220V,50HZ,1SPD,TEFC,1:30&9NPSC,SUNDANCE | 2.0 | 140 | FMXP2E | 91695400 | 14.5 | 8.7 | 0 | 1 | 220 | XP2e-802014 | 93556000 | N | R9
Sundance | n/a contact spa manufactuer | 05240842-6200 | *ENG*PUMP,XP2e,R1:30,2.0HP CONT.,22 0V,50HZ,1SPD,TEFC,1:30&9NPSC,SUNDANCE | 2.0 | 140 | FMXP2E | 91695400 | 14.5 | 8.7 | 0 | 1 | 220 | XP2e-802014 | 93556000 | N | R1:30
Watkins/Caldera | n/a contact spa manufactuer | 05240848-6000 | *ENG*PUMP,XP2e,R0,2.0HP CONT.,220V,50HZ,1SPD,TEFC,16/3,36"RINGS,WATKINS#37066 | 2.0 | 140 | FMXP2E | 91695400 | 14.5 | 8.7 | 0 | 1 | 220 | XP2e-802014 | 93556000 | Y | R0
Watkins/Caldera | n/a contact spa manufactuer | 05240848-6300 | *ENG*PUMP,XP2e,R0,2.0HP CONT.,220V,50HZ,1SPD,TEFC,16/3,36"RINGS,WATKINS#37066 | 2.0 | 140 | FMXP2E | 91695400 | 14.5 | 8.7 | 0 | 1 | 220 | XP2e-802014 | 93556000 | Y | R0
no cord, xp2, 2spd | 07130944-6040 | 05240939-6340 | *ENG*PUMP,XP2e,R0,2.0HP CONT.,220V,50HZ,1SPD,TEFC,72"4P | 2.0 | 140 | FMXP2E | 91695400 | 14.5 | 8.7 | 0 | 1 | 220 | XP2e-802014 | 93556000 | Y | R0
Watkins/Caldera | n/a contact spa manufactuer | 05240940-6300 | *OBS*PUMP,XP2e,R0,2.0HP CONT.,220V,50HZ,1SPD,D/C,60",WATKINS#0964901 | 2.0 | 140 | FMXP2E | 91695400 | 14.5 | 8.7 | 0 | 1 | 220 | XP2e-802014 | 93556000 | Y | R0
no cord, xp2, 2spd | 07130944-6040 | 05240949-6340 | *ENG*PUMP,XP2e,R0,2.0HP CONT.,220V,50HZ,1SPD,TEFC,72"4P | 2.0 | 140 | FMXP2E | 91695400 | 14.5 | 8.7 | 0 | 1 | 220 | XP2e-802014 | 93556000 | Y | R0
no cord, xp2, 2spd | 07130944-6040 | 05240949-8340 | PUMP,XP2e,R0,2.0HP CONT.,220V,50HZ,1SPD,TEFC,96"IN.LINK,VITON | 2.0 | 160 | FMXP2E | 91695400 | 15.5 | 8.6 | 0 | 1 | 220 | XP2e-802014 | 93546000 | Y | R0
no cord, 2 speed | 05250070-6040 | 05250000-6300 | PUMP,XP2e,R0,3.0HP CONT.,220V,50HZ,1SPD,TEFC,72"GRAY MINI | 3.0 | 176 | FMXP2E | 91695500 | 15.0 | 12.3 | 0 | 1 | 220 | XP2e-903014 | 93556690 | Y | R0
no cord, 2 speed | 05250070-6040 | 05250000-6340 | PUMP,XP2e,R0,3.0HP CONT.,220V,50HZ,1SPD,TEFC,72"GRAY MINI | 3.0 | 176 | FMXP2E | 91695500 | 15.0 | 12.3 | 0 | 1 | 220 | XP2e-903014 | 93556690 | Y | R0
no cord, 2 speed | 05250070-6040 | 05250000-8340 | PUMP,XP2e,R0,3.0HP CONT.,220V,50HZ,1SPD,TEFC,72"GRAY MINI | 3.0 | 184 | FMXP2E | 91695500 | 12.1 | 12.3 | 0 | 1 | 220 | XP2e-903014 | 93546690 | Y | R0
no cord, 2 speed, will have to move to R9 | 05250070-6040 | 05250001-2300 | PUMP,XP2e,R9,3.0HP CONT.,220V,50HZ,1SPD,TEFC,120"4P,VITON,9&6 NPSC | 3.0 |  | FMXP2E |  |  |  |  | 1 | 220 |  |  | Y | R9
no cord, 2 speed, will have to move to R9 | 05250070-6040 | 05250001-6300 | PUMP,XP2e,R9,3.0HP CONT.,220V,50HZ,1SPD,TEFC,120"4P,VITON,9&6 NPSC | 3.0 | 176 | FMXP2E | 91695500 | 15.0 | 12.3 | 0 | 1 | 220 | XP2e-903014 | 93556690 | Y | R9
no cord, 2 speed, will have to move to R9 | 05250070-6040 | 05250001-6340 | PUMP,XP2e,R9,3.0HP CONT.,220V,50HZ,1SPD,TEFC,120"4P,VITON,9&6NPSC | 3.0 | 176 | FMXP2E | 91695500 | 15.0 | 12.3 | 0 | 1 | 220 | XP2e-903014 | 93556690 | Y | R9
no cord, 2 speed | 05250070-6040 | 05250002-6040 | PUMP,XP2e,R0,3.0HP CONT.,220V,50HZ,1SPD,TEFC,80"AUS/NZ,RED WET END | 3.0 | 176 | FMXP2E | 91695500 | 15.0 | 12.3 | 0 | 1 | 220 | XP2e-903014 | 93556690 | Y | R0
will have to move to R9 | 05250070-6040 | 05250003-6040 | PUMP,XP2e,R9,3.0HP CONT.,220V,50HZ,1SPD,TEFC,9&1:30NPSC | 3.0 | 176 | FMXP2E | 91695500 | 15.0 | 12.3 | 0 | 1 | 220 | XP2e-903014 | 93556690 | N | R9
no cord, 2 speed | 05250070-6040 | 05250004-6040 | PUMP,XP2e,R0,3.0HP CONT.,220V,50HZ,1SPD,TEFC,96"MOLDED 4P,RED WET END | 3.0 | 176 | FMXP2E | 91695500 | 15.0 | 12.3 | 0 | 1 | 220 | XP2e-903014 | 93556690 | Y | R0
no cord, 2 speed | 05250070-6040 | 05250004-6340 | PUMP,XP2e,R0,3.0HP CONT.,220V,50HZ,1SPD,TEFC,96"MOLDED 4P,RED WE | 3.0 | 176 | FMXP2E | 91695500 | 15.0 | 12.3 | 0 | 1 | 220 | XP2e-903014 | 93556690 | Y | R0
no cord, 2 speed | 05250070-6040 | 05250005-6040 | PUMP,XP2e,R0,3.0HP CONT.,220V,50HZ,1SPD,TEFC,72" MOLDED 4P | 3.0 | 176 | FMXP2E | 91695500 | 15.0 | 12.3 | 0 | 1 | 220 | XP2e-903014 | 93556690 | Y | R0
no cord, 2 speed | 05250070-6040 | 05250006-6040 | PUMP,XP2e,R0,3.0HP CONT.,220V,50HZ,1SPD,TEFC,80"AUS/NZ | 3.0 | 176 | FMXP2E | 91695500 | 15.0 | 12.3 | 0 | 1 | 220 | XP2e-903014 | 93556690 | Y | R0
no cord, 2 speed | 05250070-6040 | 05250007-6340 | PUMP,XP2e,R0,3.0HP CONT.,220V,50HZ,1SPD,TEFC,96"HQMINI | 3.0 | 176 | FMXP2E | 91695500 | 15.0 | 12.3 | 0 | 1 | 220 | XP2e-903014 | 93556690 | Y | R0
no cord, 2 speed | 05250070-6040 | 05250007-8340 | PUMP,XP2e,R0,3.0HP CONT.,220V,50HZ,1SPD,TEFC,96"HQMINI | 3.0 | 184 | FMXP2E | 91695500 | 12.1 | 12.3 | 0 | 1 | 220 | XP2e-903014 | 93546690 | Y | R0
no cord, 2 speed, will have to move to R3 | 05250070-6040 | 05250008-6370 | PUMP,XP2e,R3,3.0HP CONT.,220V,50HZ,1SPD,TEFC,48"GRAY MINI,1:30NPSC&9HSD | 3.0 | 176 | FMXP2E | 91695500 | 15.0 | 12.3 | 0 | 1 | 220 | XP2e-903014 | 93556690 | Y | R3
no cord, 2 speed | 05250070-6040 | 05250009-6340 | PUMP,XP2e,R0,3.0HP CONT.,220V,50HZ,1SPD,TEFC,96"GRAY MINI | 3.0 | 176 | FMXP2E | 91695500 | 15.0 | 12.3 | 0 | 1 | 220 | XP2e-903014 | 93556690 | Y | R0
no cord, 2 speed | 05250070-6040 | 05250009-8340 | PUMP,XP2e,R0,3.0HP CONT.,220V,50HZ,1SPD,TEFC,96"GRAY MINI | 3.0 | 184 | FMXP2E | 91695500 | 12.1 | 12.3 | 0 | 1 | 220 | XP2e-903014 | 93546690 | Y | R0
no cord, 2 speed, will have to move to R3 | 05250070-6040 | 05250010-6370 | PUMP,XP2e,R3,3.0HP CONT.,220V,50HZ,1SPD,TEFC,60"MINI,1:30NPSC&9HSD,BRWN-HOT | 3.0 | 176 | FMXP2E | 91695500 | 15.0 | 12.3 | 0 | 1 | 220 | XP2e-903014 | 93556690 | Y | R3
no cord, 2 speed, will have to move to R3 | 05250070-6040 | 05250011-6370 | PUMP,XP2e,R3,3.0HP CONT.,220V,50HZ,1SPD,TEFC,72"GRAY MINI,1:30NPSC & 9HSD | 3.0 | 176 | FMXP2E | 91695500 | 15.0 | 12.3 | 0 | 1 | 220 | XP2e-903014 | 93556690 | Y | R3
no cord, 2 speed | 05250070-6040 | 05250070-6040 | PUMP,XP2e,R0,3.0HP CONT.,220V,50HZ,1SPD,TEFC | 3.0 | 176 | FMXP2E | 91695500 | 15.0 | 12.3 | 0 | 1 | 220 | XP2e-903014 | 93556690 | N | R0
| 05250070-6040 | 05250070-6340 | PUMP,XP2e,R0,3.0HP CONT.,220V,50HZ,1SPD,TEFC | 3.0 | 176 | FMXP2E | 91695500 | 15.0 | 12.3 | 0 | 1 | 220 | XP2e-903014 | 93556690 | N | R0
no cord, 2 speed | 05250070-6040 | 05250801-6340 | PUMP,XP2e,R0,3.0HP CONT.,220V,50HZ,1SPD,TEFC,48"GRAY MINI,HSD | 3.0 | 176 | FMXP2E | 91695500 | 15.0 | 12.3 | 0 | 1 | 220 | XP2e-903014 | 93556690 | Y | R0
no cord, 2 speed | 05250070-6040 | 05250801-6370 | PUMP,XP2e,R0,3.0HP CONT.,220V,50HZ,1SPD,TEFC,48"GRAY MINI,HSD | 3.0 | 176 | FMXP2E | 91695500 | 15.0 | 12.3 | 0 | 1 | 220 | XP2e-903014 | 93556690 | Y | R0
no cord, 2 speed, will have to move to R9 | 05250070-6040 | 05250919-6370 | PUMP,XP2e,R9,3.0HP CONT.,220V,50HZ,1SPD,TEFC,48"GRAY MINI,9NPSC,HSD@1:30 | 3.0 | 176 | FMXP2E | 91695500 | 15.0 | 12.3 | 0 | 1 | 220 | XP2e-903014 | 93556690 | Y | R9
| 05250070-6040 | 05250934-6000 | PUMP,XP2e,R0,3.0HP CONT.,220V,50HZ,1SPD,TEFC,NPSC@9&6 | 3.0 | 176 | FMXP2E | 91695500 | 15.0 | 12.3 | 0 | 1 | 220 | XP2e-903014 | 93556690 | N | R0
| 05250070-6040 | 05250934-6300 | PUMP,XP2e,R0,3.0HP CONT.,220V,50HZ,1SPD,TEFC,NPSC@9&6 | 3.0 | 176 | FMXP2E | 91695500 | 15.0 | 12.3 | 0 | 1 | 220 | XP2e-903014 | 93556690 | N | R0
no cord, 2 speed | 05250070-6040 | 05250939-6340 | PUMP,XP2e,R0,3.0HP CONT.,220V,50HZ,1SPD,TEFC,72"4P,L/WR | 3.0 | 168 | FMXP2E | 91695500 | 13.7 | 11.8 | 0 | 1 | 220 | XP2e-903014 | 93556690 | Y | R0
no cord, 2 speed | 05250070-6040 | 05250956-6340 | PUMP,XP2e,R0,3.0HP CONT.,220V,50HZ,1SPD,TEFC,72"4P,RED WE | 3.0 | 176 | FMXP2E | 91695500 | 15.0 | 12.3 | 0 | 1 | 220 | XP2e-903014 | 93556690 | Y | R0
no cord, 2 speed | 05351009-6040 | 05251000-6370 | PUMP,XP2e,R0,2.5HP CONT.,220V,50HZ,1SPD,TEFC,VITON,96"4P | 2.5 | 152 | FMXP2E | 91695501 | 15.1 | 9.5 | 0 | 1 | 220 | XP2e-902514 | 93556590 | Y | R0
no cord, 2 speed | 05351009-6040 | 05251001-6340 | PUMP,XP2e,R0,2.5HP CONT.,220V,50HZ,1SPD,TEFC,120"4P | 2.5 | 152 | FMXP2E | 91695501 | 15.1 | 9.5 | 0 | 1 | 220 | XP2e-902514 | 93556590 | Y | R0
no cord, 2 speed, will have to move to R3 | 05351009-6040 | 05251002-6040 | PUMP,XP2e,R3,2.5HP CONT.,220V,50HZ,1SPD,TEFC,120"GRYA MINI,NPSC@1:30&9 | 2.5 | 152 | FMXP2E | 91695501 | 15.1 | 9.5 | 0 | 1 | 220 | XP2e-902514 | 93556590 | Y | R3
no cord, 2 speed, will have to move to R3 | 05351009-6040 | 05251002-6340 | PUMP,XP2e,R3,2.5HP CONT.,220V,50HZ,1SPD,TEFC,120"GRAY MINI,NPSC@1:30&9 | 2.5 | 152 | FMXP2E | 91695501 | 15.1 | 9.5 | 0 | 1 | 220 | XP2e-902514 | 93556590 | Y | R3
no cord, 2 speed | 05351009-6040 | 05251003-6340 | PUMP,XP2e,R0,2.5HP CONT.,220V,50HZ,1SPD,TEFC,VITON,72"GRAY MINI | 2.5 | 152 | FMXP2E | 91695501 | 15.1 | 9.5 | 0 | 1 | 220 | XP2e-902514 | 93556590 | Y | R0
2 speed | 05351009-6040 | 05251004-6340 | PUMP,XP2e,R0,2.5HP CONT.,220V,50HZ,1SPD,TEFC | 2.5 | 152 | FMXP2E | 91695501 | 15.1 | 9.5 | 0 | 1 | 220 | XP2e-902514 | 93556590 | N | R0
no cord, 2 speed | 05351009-6040 | 05251005-6040 | PUMP,XP2e,R0,2.5HP CONT.,220V,50HZ,1SPD,TEFC,96"4P,STD HSD | 2.5 | 152 | FMXP2E | 91695501 | 15.1 | 9.5 | 0 | 1 | 220 | XP2e-902514 | 93556590 | Y | R0
no cord, 2 speed | 05351009-6040 | 05251005-6340 | PUMP,XP2e,R0,2.5HP CONT.,220V,50HZ,1SPD,TEFC,96"4P,STD HSD | 2.5 | 152 | FMXP2E | 91695501 | 15.1 | 9.5 | 0 | 1 | 220 | XP2e-902514 | 93556590 | Y | R0
no cord, 2 speed | 05351009-6040 | 05251006-6340 | PUMP,XP2e,R0,2.5HP CONT.,220V,50HZ,1SPD,TEFC,96"IN.LINK | 2.5 | 152 | FMXP2E | 91695501 | 15.1 | 9.5 | 0 | 1 | 220 | XP2e-902514 | 93556590 | Y | R0
no cord, 2 speed | 05351009-6040 | 05251007-6340 | PUMP,XP2e,R0,2.5HP CONT.,220V,50HZ,1SPD,TEFC,96"4P,HSD | 2.5 | 152 | FMXP2E | 91695501 | 15.1 | 9.5 | 0 | 1 | 220 | XP2e-902514 | 93556590 | Y | R0
Watkins/Caldera | n/a contact spa manufactuer | 05251822-6000 | PUMP,XP2e,R0,2.5HP CONT.,220V,50HZ,1SPD,TEFC,36",HSDR,WATKINS#38641 | 2.5 | 152 | FMXP2E | 91695501 | 15.1 | 9.5 | 0 | 1 | 220 | XP2e-902514 | 93556590 | Y | R0
Watkins/Caldera | n/a contact spa manufactuer | 05251822-6300 | PUMP,XP2e,R0,2.5HP CONT.,220V,50HZ,1SPD,TEFC,36",HSDR,WATKINS#38641 | 2.5 | 152 | FMXP2E | 91695501 | 15.1 | 9.5 | 0 | 1 | 220 | XP2e-902514 | 93556590 | Y | R0
Watkins/Caldera | n/a contact spa manufactuer | 05251848-6300 | PUMP,XP2e,R0,2.5HP CONT.,220V,50HZ,1SPD,TEFC,60" ,WATKINS#0977601 | 2.5 | 152 | FMXP2E | 91695501 | 15.1 | 9.5 | 0 | 1 | 220 | XP2e-902514 | 93556590 | Y | R0
no cord, 2 speed | 05351009-6040 | 05251921-6300 | PUMP,XP2e,R0,2.5HP CONT.,220V,50HZ,1SPD,TEFC,VITON,120"GRAY MINI | 2.5 | 152 | FMXP2E | 91695501 | 15.1 | 9.5 | 0 | 1 | 220 | XP2e-902514 | 93556590 | Y | R0
no cord, 2 speed | 05351009-6040 | 05251939-6340 | PUMP,XP2e,R0,2.5HP CONT.,220V,50HZ,1SPD,TEFC,72"4P | 2.5 | 152 | FMXP2E | 91695501 | 15.1 | 9.5 | 0 | 1 | 220 | XP2e-902514 | 93556590 | Y | R0
Watkins/Caldera | n/a contact spa manufactuer | 05251940-6300 | *OBS*PUMP,XP2e,R0,2.5HP CONT.,220V,50HZ,1SPD,60",WATKINS#0964101 | 2.5 | 152 | FMXP2E | 91695501 | 15.1 | 9.5 | 0 | 1 | 220 | XP2e-902514 | 93556590 | Y | R0
Watkins/Caldera | n/a contact spa manufactuer | 05251941-6300 | PUMP,XP2e,R9,2.5HP CONT.,220V,50HZ,1SPD,TEFC,60" ,WATKINS#0964301 | 2.5 | 152 | FMXP2E | 91695501 | 15.1 | 9.5 | 0 | 1 | 220 | XP2e-902514 | 93556590 | Y | R9
no cord, 2 speed | 05351009-6040 | 05251949-6340 | PUMP,XP2e,R0,2.5HP CONT.,220V,50HZ,1SPD,TEFC,36"4P | 2.5 | 152 | FMXP2E | 91695501 | 15.1 | 9.5 | 0 | 1 | 220 | XP2e-902514 | 93556590 | Y | R0
no cord, 2 speed | 05351009-6040 | 05251973-6040 | PUMP,XP2e,R0,2.5HP CONT.,220V,50HZ,1SPD,TEFC,VITON,72"4P | 2.5 | 152 | FMXP2E | 91695501 | 15.1 | 9.5 | 0 | 1 | 220 | XP2e-902514 | 93556590 | Y | R0
no cord, 2 speed | 05351009-6040 | 05251973-6300 | PUMP,XP2e,R0,2.5HP CONT.,220V,50HZ,1SPD,TEFC,VITON,72"4P | 2.5 | 152 | FMXP2E | 91695501 | 15.1 | 9.5 | 0 | 1 | 220 | XP2e-902514 | 93556590 | Y | R0
no cord, 2 speed | 05351009-6040 | 05251973-6340 | PUMP,XP2e,R0,2.5HP CONT.,220V,50HZ,1SPD,TEFC,VITON,72"4P | 2.5 | 152 | FMXP2E | 91695501 | 15.1 | 9.5 | 0 | 1 | 220 | XP2e-902514 | 93556590 | Y | R0
no cord, will have to move to R3, spd inverted | 05320010-6340 | 05320000-6300 | PUMP,XP2e,R3,1.5HP CONT.,220V,50HZ,2SPD,TEFC,96"MINI,RW/BRWN-HI,NPSC@1:30&9,VITON | 1.5 | 116 | FMXP2E | 91695200 | 11 | 5.3 | 1.3 | 2 | 220 | XP2e-801524 | 93555380 | Y | R3
no cord, will have to move to R3 | 05320010-6340 | 05320001-6300 | PUMP,XP2e,R3,1.5HP CONT.,220V,50HZ,2SPD,TEFC,60"MINI,VITON,NPSC@1:30&9 | 1.5 | 116 | FMXP2E | 91695200 | 11 | 5.3 | 1.3 | 2 | 220 | XP2e-801524 | 93555380 | Y | R3
no cord | 05320010-6340 | 05320007-6040 | PUMP,XP2e,R0,1.5HP CONT.,220V,50HZ,2SPD,TEFC,48"GRAY MINI,VITON | 1.5 | 116 | FMXP2E | 91695200 | 11 | 5.3 | 1.3 | 2 | 220 | XP2e-801524 | 93555380 | Y | R0
no cord | 05320010-6340 | 05320007-6340 | PUMP,XP2e,R0,1.5HP CONT.,220V,50HZ,2SPD,TEFC,48"GRAY MINI,VITON | 1.5 | 116 | FMXP2E | 91695200 | 11 | 5.3 | 1.3 | 2 | 220 | XP2e-801524 | 93555380 | Y | R0
no cord | 05320010-6340 | 05320008-6040 | PUMP,XP2E,R0,1.5HP CONT.,220V,50HZ,2SPD,TEFC,48"4P,STD HSD | 1.5 | 116 | FMXP2E | 91695200 | 11 | 5.3 | 1.3 | 2 | 220 | XP2e-551523 | 93555380 | Y | R0
no cord | 05320010-6340 | 05320010-6340 | PUMP,XP2e,R0,1.5HP CONT.,220V,50HZ,2SPD,TEFC,96"GRAY MINI | 1.5 | 116 | FMXP2E | 91695200 | 11 | 5.3 | 1.3 | 2 | 220 | XP2e-801524 | 93555380 | Y | R0
no cord | 05320010-6340 | 05320012-8340 | PUMP,XP2e,R0,1.5HP CONT.,220V,50HZ,2SPD,TEFC,96"IN.LINK,VITON | 1.5 | 112 | FMXP2E | 91695200 | 9.5 | 6.3 | 1.5 | 2 | 220 | XP2e-801524 | 93545380 | Y | R0
no cord, spd inverted | 05320010-6340 | 05320013-8300 | PUMP,XP2e,R0,1.5HP CONT.,220V,50HZ,2SPD,TEFC,96"MINI,RW/BRWN HI,VITON | 1.5 | 112 | FMXP2E | 91695200 | 9.5 | 6.3 | 1.5 | 2 | 220 | XP2e-801524 | 93545380 | Y | R0
no cord, will have to move to R9 | 05320010-6340 | 05320002-6340 | PUMP,XP2e,R9,1.5HP CONT.,220V,50HZ,2SPD,TEFC,120"4P,VITON,9NPSC,HSD@6 | 1.5 | 116 | FMXP2E | 91695200 | 11 | 5.3 | 1.3 | 2 | 220 | XP2e-801524 | 93555380 | Y | R9
Watkins/Caldera | n/a contact spa manufactuer | 05320858-6300 | PUMP,XP2e,R0,1.5HP CONT.,220V,50HZ,2SPD,D/C,60", WATKINS#0999101 | 1.5 | 116 | FMXP2E | 91695200 | 11 | 5.3 | 1.3 | 2 | 220 | XP2e-801524 | 93555380 | Y | R0
no cord | 05320010-6340 | 05320917-6040 | PUMP,XP2e,R0,1.5HP CONT.,220V,50HZ,2SPD,D/C,48"GRAY MINI,VITON,HSD | 1.5 | 116 | FMXP2E | 91695200 | 11 | 5.3 | 1.3 | 2 | 220 | XP2e-801524 | 93555380 | Y | R0
no cord | 05320010-6340 | 05320917-6300 | PUMP,XP2e,R0,1.5HP CONT.,220V,50HZ,2SPD,D/C,48"GRAY MINI,VITON,HSD | 1.5 | 116 | FMXP2E | 91695200 | 11 | 5.3 | 1.3 | 2 | 220 | XP2e-801524 | 93555380 | Y | R0
no cord | 05320010-6340 | 05320917-6340 | PUMP,XP2e,R0,1.5HP CONT.,220V,50HZ,2SPD,D/C,48"GRAY MINI,VITON,HSD | 1.5 | 116 | FMXP2E | 91695200 | 11 | 5.3 | 1.3 | 2 | 220 | XP2e-801524 | 93555380 | Y | R0
no cord, will have to move to R9 | 05320010-6340 | 05320988-6340 | PUMP,XP2e,R9,1.5HP CONT.,220V,50HZ,2SPD,TEFC,48"GRAY MINI,VITON,9NPSC,HSD@6 | 1.5 | 116 | FMXP2E | 91695200 | 11 | 5.3 | 1.3 | 2 | 220 | XP2e-801524 | 93555380 | Y | R9
no cord(normal impeller) | 05351009-6040 | 05335000-6300 | PUMP,XP2e,RO,2.5HP CONT.,220V,50HZ,2SPD,72"4P,VITON,TRIM IMP,LEISURE BAY | 2.5 | 140 | FMXP2E | 91695311 | 12.5 | 7.3 | 2.4 | 2 | 220 | XP2e-902524 | 93556595 | Y | R0
no cord, xp2, will have to move to R3 | 07130944-6040 | 05340000-6300 | *ENG*PUMP,XP2e,R3,2.0HP CONT.,220V,50HZ,2SPD,TEFC,96"MINI,VITON,NPSC@1:30&9 | 2.0 | 120 | FMXP2E | 91695400 | 14.9 | 8.3 | 1.5 | 2 | 220 | XP2e-902024 | 93556490 | Y | R3
no cord, xp2, will have to move to R3 | 07130944-6040 | 05340001-6300 | *ENG*PUMP,XP2e,R3,2.0HP CONT.,220V,50HZ,2SPD,TEFC,60"MINI,VITON,NPSC@1:30&9 | 2.0 | 120 | FMXP2E | 91695400 | 14.9 | 8.3 | 1.5 | 2 | 220 | XP2e-902024 | 93556490 | Y | R3
no cord, xp2 | 07130944-6040 | 05340002-6340 | *ENG*PUMP,XP2e,R0,2.0HP CONT.,220V,50HZ,2SPD,TEFC,48"GRAY MINI | 2.0 | 120 | FMXP2E | 91695400 | 14.9 | 8.3 | 1.5 | 2 | 220 | XP2e-902024 | 93556490 | Y | R0
no cord, xp2 | 07130944-6040 | 05340003-6340 | *ENG*PUMP,XP2e,R0,2.0HP CONT.,220V,50HZ,2SPD,TEFC,96"GRAY MINI | 2.0 | 120 | FMXP2E | 91695400 | 14.9 | 8.3 | 1.5 | 2 | 220 | XP2e-902024 | 93556490 | Y | R0
Watkins/Caldera | n/a contact spa manufactuer | 05340858-6300 | *OBS*PUMP,XP2e,R0,2.0HP CONT.,220V,50HZ,2SPD,D/C,60",WATKINS#1020001 | 2.0 | 120 | FMXP2E | 91695400 | 14.9 | 8.3 | 1.5 | 2 | 220 | XP2e-902024 | 93556490 | Y | R0
Watkins/Caldera | n/a contact spa manufactuer | 05340863-6300 | *OBS*PUMP,XP2e,R0,2.0HP CONT.,220V,50HZ,2SPD,D/C,48",WATKINS#0982901 | 2.0 | 120 | FMXP2E | 91695400 | 14.9 | 8.3 | 1.5 | 2 | 220 | XP2e-902024 | 93556490 | Y | R0
no cord | 05351009-6040 | 05340917-6300 | PUMP,XP2e,R0,2.5HP CONT.,220V,50HZ,2SPD,TEFC,72"4P,VITON | 2.5 | 160 | FMXP2E | 91695400 | 12.8 | 9.7 | 2.4 | 2 | 220 | XP2e-902524 | 93556595 | Y | R0
no cord, xp2 | 07130944-6040 | 05340929-6370 | *ENG*PUMP,XP2e,R0,2.0HP CONT.,220V,50HZ,2SPD,TEFC,96"GRAY MINI,VITON | 2.0 | 120 | FMXP2E | 91695400 | 14.9 | 8.3 | 1.5 | 2 | 220 | XP2e-902024 | 93556490 | Y | R0
no cord, xp2 | 07130944-6040 | 05340929-8370 | PUMP,XP2e,R0,2.0HP CONT.,220V,50HZ,2SPD,TEFC,96"GRAY MINI,VITON | 2.0 | 160 | FMXP2E | 91695400 | 11.8 | 9.0 | 1.6 | 2 | 220 | XP2e-902024 | 93546490 | Y | R0
no cord, will have to move to R3 | 05351009-6040 | 05351000-6300 | PUMP,XP2e,R3,2.5HP CONT.,220V,50HZ,2SPD,TEFC,96"GRAY MINI,VITON,NPSC@1:30&9 | 2.5 | 190 | FMXP2E | 91695501 | 11.0 | 11.3 | 2.6 | 2 | 220 | XP2e-902524 | 93556595 | Y | R3
no cord, speed inverted | 05351009-6040 | 05351001-6370 | PUMP,XP2e,R0,2.5HP CONT.,220V,50HZ,2SPD,96"4P,VITON,BRN-HI,BLK-LO | 2.5 | 190 | FMXP2E | 91695501 | 11.0 | 11.3 | 2.6 | 2 | 220 | XP2e-902524 | 93556595 | Y | R0
no cord | 05351009-6040 | 05351002-6040 | PUMP,XP2e,R0,2.5HP CONT.,220V,50HZ,2SPD,48"4P,VITON | 2.5 | 190 | FMXP2E | 91695501 | 11.0 | 11.3 | 2.6 | 2 | 220 | XP2e-902524 | 93556595 | Y | R0
no cord | 05351009-6040 | 05351002-6340 | PUMP,XP2e,R0,2.5HP CONT.,220V,50HZ,2SPD,48"4P,VITON | 2.5 | 190 | FMXP2E | 91695501 | 11.0 | 11.3 | 2.6 | 2 | 220 | XP2e-902524 | 93556595 | Y | R0
no cord, will have to move to R9 | 05351009-6040 | 05351003-6040 | PUMP,XP2e,R9,2.5HP CONT.,220V,50HZ,2SPD,TEFC,VITON,9NPSC,1:30NPT,HP ON WE | 2.5 | 190 | FMXP2E | 91695501 | 11.0 | 11.3 | 2.6 | 2 | 220 | XP2e-902524 | 93556595 | N | R9
no cord, will have to move to R9 | 05351009-6040 | 05351003-6340 | PUMP,XP2e,R9,2.5HP CONT.,220V,50HZ,2SPD,TEFC,VITON,9NPSC,1:30NPT,HP ON WE | 2.5 | 190 | FMXP2E | 91695501 | 11.0 | 11.3 | 2.6 | 2 | 220 | XP2e-902524 | 93556595 | N | R9
no cord, will have to move to R9 | 05351009-6040 | 05351004-6340 | PUMP,XP2e,R9,2.5HP CONT.,220V,50HZ,2SPD,TEFC,60"MINI,NPSC@1:30&9 | 2.5 | 190 | FMXP2E | 91695501 | 11.0 | 11.3 | 2.6 | 2 | 220 | XP2e-902524 | 93556595 | Y | R9
no cord, will have to move to R3 | 05351009-6040 | 05351005-6040 | PUMP,XP2e,R3,2.5HP CONT.,220V,50HZ,2SPD,TEFC,72"GRAY MINI,NPSC@1:30&9 | 2.5 | 190 | FMXP2E | 91695501 | 11.0 | 11.3 | 2.6 | 2 | 220 | XP2e-902524 | 93556595 | Y | R3
no cord, will have to move to R3 | 05351009-6040 | 05351005-6340 | PUMP,XP2e,R3,2.5HP CONT.,220V,50HZ,2SPD,TEFC,72"GRAY MINI,NPSC@1:30&9 | 2.5 | 190 | FMXP2E | 91695501 | 11.0 | 11.3 | 2.6 | 2 | 220 | XP2e-902524 | 93556595 | Y | R3
no cord, will have to move to R9 | 05351009-6040 | 05351006-6340 | PUMP,XP2e,R9,2.5HP CONT.,220V,50HZ,2SPD,TEFC,96"4P,VITON,1:30HSD&9NPSC | 2.5 | 190 | FMXP2E | 91695501 | 11.0 | 11.3 | 2.6 | 2 | 220 | XP2e-902524 | 93556595 | Y | R9
no cord | 05351009-6040 | 05351007-6300 | PUMP,XP2e,2.5HP CONT.,220V,50HZ,2SPD,TEFC,60"GRAY MINI | 2.5 | 190 | FMXP2E | 91695501 | 11.0 | 11.3 | 2.6 | 2 | 220 | XP2e-902524 | 93556595 | Y | R0
no cord | 05351009-6040 | 05351008-6340 | PUMP,XP2e,R0,2.5HP CONT.,220V,50HZ,2SPD,TEFC,48"4P | 2.5 | 190 | FMXP2E | 91695501 | 11.0 | 11.3 | 2.6 | 2 | 220 | XP2e-902524 | 93556595 | Y | R0
| 05351009-6040 | 05351009-6340 | PUMP,XP2e,R0,2.5HP CONT.,220V,50HZ,2SPD,TEFC | 2.5 | 190 | FMXP2E | 91695501 | 11.0 | 11.3 | 2.6 | 2 | 220 | XP2e-902524 | 93556595 | N | R0
no cord | 05351009-6040 | 05351010-6340 | PUMP,XP2e,R0,2.5HP CONT.,220V,50HZ,2SPD,TEFC,96"IN. LINK | 2.5 | 190 | FMXP2E | 91695501 | 11.0 | 11.3 | 2.6 | 2 | 220 | XP2e-902524 | 93556595 | Y | R0
| 05351009-6040 | 05351011-8340 | PUMP,XP2e,R0,2.5HP CONT.,220V,50HZ,2SPD,TEFC,VITON | 2.5 | 200 | FMXP2E | 91695501 | 12.6 | 10.3 | 1.8 | 2 | 220 | XP2e-902524 | 93546595 | N | R0
no cord | 05351009-6040 | 05351012-6340 | PUMP,XP2e,R0,2.5HP CONT.,220V,50HZ 2SPD,TEFC,72"4P,STD HSD | 2.5 | 190 | FMXP2E | 91695501 | 11.0 | 11.3 | 2.6 | 2 | 220 | XP2e-902524 | 93556595 | Y | R0
no cord | 05351009-6040 | 05351013-6340 | PUMP,XP2e,R0,2.5HP CONT.,220V,50HZ,2SPD,TEFC,96"GRAY MINI | 2.5 | 190 | FMXP2E | 91695501 | 11.0 | 11.3 | 2.6 | 2 | 220 | XP2e-902524 | 93556595 | Y | R0
no cord | 05351009-6040 | 05351014-6300 | PUMP,XP2E,R0,2.5HP CONT.,220V,50HZ,2SPD,TEFC,96"4P,VITON | 2.5 | 190 | FMXP2E | 91695501 | 11.0 | 11.3 | 2.6 | 2 | 220 | XP2e-902524 | 93556595 | Y | R0
no cord | 05351009-6040 | 05351015-6340 | PUMP,XP2e,R0,2.5HP CONT.,220V,50HZ,2SPD,TEFC,120"4P | 2.5 | 190 | FMXP2E | 91695501 | 11.0 | 11.3 | 2.6 | 2 | 220 | XP2e-902524 | 93556595 | Y | R0
no cord, will have to move to R3 | 05351009-6040 | 05351016-6300 | PUMP,XP2e,R3,2.5HP CONT.,220V,50HZ,2SPD,TEFC,96"4P,VITON,1:30 & 9NPSC | 2.5 | 190 | FMXP2E | 91695501 | 11.0 | 11.3 | 2.6 | 2 | 220 | XP2e-902524 | 93556595 | Y | R3
no cord, speed inverted, will have to move to R9 | 05351009-6040 | 05351017-6040 | PUMP,XP2e,R9,2.5HP CONT.,220V,50HZ,2SPD,TEFC,48"MINI,RW/BRWN-HI,1:30NPT&9NPSC | 2.5 | 190 | FMXP2E | 91695501 | 11.0 | 11.3 | 2.6 | 2 | 220 | XP2e-902524 | 93556595 | Y | R9
no cord | 05351009-6040 | 05351018-6040 | PUMP,XP2e,R0,2.5HP CONT.,220V,50HZ,2SPD,TEFC,96"GRAY MINI,VITON | 2.5 | 190 | FMXP2E | 91695501 | 11.0 | 11.3 | 2.6 | 2 | 220 | XP2e-902524 | 93556595 | Y | R0
no cord, will have to move to R9 | 05351009-6040 | 05351019-6340 | PUMP,XP2e,R9,2.5HP CONT.,220V,50HZ,2SPD,TEFC,48"4P,1:30,6,&9NPSC | 2.5 | 190 | FMXP2E | 91695501 | 11.0 | 11.3 | 2.6 | 2 | 220 | XP2e-902524 | 93556595 | Y | R9
no cord | 05351009-6040 | 05351809-6300 | PUMP,XP2e,R0,2.5HP CONT.,220V,50HZ,2SPD,TEFC,60"GRAY MINI,VITON | 2.5 | 190 | FMXP2E | 91695501 | 11.0 | 11.3 | 2.6 | 2 | 220 | XP2e-902524 | 93556595 | Y | R0
Watkins/Caldera | n/a contact spa manufactuer | 05351868-6300 | PUMP,XP2e,R9,2.5HP CONT.,220V,50HZ,2SPD,60",WAT KINS#1019901-01 | 2.5 | 190 | FMXP2E | 91695501 | 11.0 | 11.3 | 2.6 | 2 | 220 | XP2e-902524 | 93556595 | Y | R9
Watkins/Caldera | n/a contact spa manufactuer | 05351869-6300 | *OBS*PUMP,XP2e,R0,2.5HP CONT.,220V,50HZ,2SPD,60",CAL,WATKINS#1019901 | 2.5 | 190 | FMXP2E | 91695501 | 11.0 | 11.3 | 2.6 | 2 | 220 | XP2e-902524 | 93556595 | Y | R0
Watkins/Caldera | n/a contact spa manufactuer | 05351870-6300 | PUMP,XP2e,R0,2.5HP CONT.,220V,50HZ,2SPD,60",HS S,WATKINS#0982801 | 2.5 | 190 | FMXP2E | 91695501 | 11.0 | 11.3 | 2.6 | 2 | 220 | XP2e-902524 | 93556595 | Y | R0
no cord | 05351009-6040 | 05351917-6300 | PUMP,XP2e,R0,2.5HP CONT.,220V,50HZ,2SPD,48"GRAY MINI,VITON | 2.5 | 190 | FMXP2E | 91695501 | 11.0 | 11.3 | 2.6 | 2 | 220 | XP2e-902524 | 93556595 | Y | R0
no cord | 05351009-6040 | 05351917-6340 | PUMP,XP2e,R0,2.5HP CONT.,220V,50HZ,2SPD,48"GRAY MINI,VITON | 2.5 | 190 | FMXP2E | 91695501 | 11.0 | 11.3 | 2.6 | 2 | 220 | XP2e-902524 | 93556595 | Y | R0
no cord | 05351009-6040 | 05351917-8340 | PUMP,XP2e,R0,2.5HP CONT.,220V,2SPD,48"GRAY MINI,VITON | 2.5 | 200 | FMXP2E | 91695501 | 12.6 | 10.3 | 1.8 | 2 | 220 | XP2e-902524 | 93546595 | Y | R0
no cord, will have to move to R9 | 05351009-6040 | 05351918-6340 | PUMP,XP2e,R9,2.5HP CONT.,220V,50HZ,2SPD,TEFC,48"GRAY MINI,VITON,1:30&9NPSC | 2.5 | 190 | FMXP2E | 91695501 | 11.0 | 11.3 | 2.6 | 2 | 220 | XP2e-902524 | 93556595 | Y | R9
no cord, will have to move to R9 | 05351009-6040 | 05351918-8340 | PUMP,XP2e,R9,2.5HP CONT.,220V,50HZ,2SPD,TEFC,48"GRAY MINI,VITON,1:30&9NPSC | 2.5 | 200 | FMXP2E | 91695501 | 12.6 | 10.3 | 1.8 | 2 | 220 | XP2e-902524 | 93546595 | Y | R9
no cord, speed inverted | 05351009-6040 | 05351929-6370 | PUMP,XP2e,R0,2.5HP CONT.,220V,50HZ,2SPD,96"GRAY MINI,VITON,RW,BRWN-HI | 2.5 | 190 | FMXP2E | 91695501 | 11.0 | 11.3 | 2.6 | 2 | 220 | XP2e-902524 | 93556595 | Y | R0
no cord, will have to move to R3 | 05351009-6040 | 05351984-6300 | PUMP,XP2e,R3,2.5HP CONT.,220V,50HZ,2SPD,TEFC,60"GRAY MINI,VITON,9&1:30NPSC | 2.5 | 190 | FMXP2E | 91695501 | 11.0 | 11.3 | 2.6 | 2 | 220 | XP2e-902524 | 93556595 | Y | R3
no cord, xp2 | 07130944-6040 | 05534000-1361 | PUMP,XP2E,R0,2.0HP CONT,3.25MBHP,220V,50HZ,1SPD,D/C,GRAY WE | 2.0 | 144 | FMXP2E | 91695310 | 11.7 | 7.6 | 0 | 1 | 220 | XP2e-552013 | 93496070 | N | R0
2 speed(normal impeller) | 05320010-6340 | 06015097-1040 | PUMP,XP2,R0,1.5HP CONT.,220V,50HZ,1SPD,D/C,2.5HP IMP | 1.5 | 105 | FMXP2 | 91694252 | 15 | 7.6 | 0 | 1 | 220 | XP2-551513 | 93495070 | N | R0
2 speed | 05320010-6340 | 06015170-1040 | PUMP,XP2,R0,1.5HP CONT.,220V,50HZ,1SPD,D/C,COLEMAN | 1.5 | 105 | FMXP2 | 91694252 | 15 | 7.6 | 0 | 1 | 220 | XP2-551513 | 93495070 | N | R0
no cord, 2 speed | 05320010-6340 | 06015171-1340 | PUMP,XP2,R0,1.5HP CONT.,220V,50HZ,1SPD,D/C,96"GRAYMINI,COLEMAN | 1.5 | 105 | FMXP2 | 91694252 | 15 | 7.6 | 0 | 1 | 220 | XP2-551513 | 93495070 | Y | R0
no cord, 2 speed | 05320010-6340 | 06015742-1340 | PUMP,XP2,R0,1.5HP CONT.,220V,50HZ,1SPD,D/C,72"GRAYMINI | 1.5 | 105 | FMXP2 | 91694252 | 15 | 7.6 | 0 | 1 | 220 | XP2-551513 | 93495070 | Y | R0
no cord, 2 speed | 05320010-6340 | 06015742-2340 | *OBS*PUMP,XP2,R0,1.5HP CONT.,220V,50HZ,1SPD,D/C,72"GRAY MINI | 1.5 | 118 | FMXP2 | 91694252 | 13.2 | 6.3 | 0 | 1 | 220 | XP2-551513 | 93525070 | Y | R0
Watkins/Caldera | n/a contact spa manufactuer | 06015823-1040 | *OBS*PUMP,XP2,R0,1.5HP CONT.,220V,50HZ,1SPD,D/C,60",2.5HPIMP,MNFLD,WATKINS#39585 | 1.5 | 105 | FMXP2 | 91694252 | 15 | 7.6 | 0 | 1 | 220 | XP2-551513 | 93495070 | Y | R0
(normal impeller) | 07130944-6040 | 06020000-6000 | PUMP,XP2,R0,2.0HP CONT.,220V,50HZ,2SPD,TEFC,4251 IMP | 2.0 | 100 | FMXP2 | 91694251 | 16 | 6.1 | 1.5 | 2 | 220 | XP2-902024 | 93556490 | N | R0
| n/a | 06020001-6300 | PUMP,XP2,R0,2.0HP CONT.,220V,50HZ,1SPD,TEFC,48"MINI,VITON,KYNAR HSD,MARQUIS | 2.0 | 130 | FMXP2 | 91694300 | 15.3 | 7.3 | 0 | 1 | 220 | XP2-802014 | 93556000 | Y | R0
| n/a | 06020001-6340 | PUMP,XP2,R0,2.0HP CONT.,220V,50HZ,1SPD,TEFC,48"MINI,VITON,KYNAR HSD,MARQUIS | 2.0 | 130 | FMXP2 | 91694300 | 15.3 | 7.3 | 0 | 1 | 220 | XP2-802014 | 93556000 | Y | R0
no cord | 05320010-6340 | 06020002-2340 | *OBS*PUMP,XP2,R0,1.5HP CONT.,220V,50HZ,1SPD,D/C,80"AUS/NZ | 1.5 | 107 | FMXP2 | 91694200 | 13.2 | 5.8 | 0 | 1 | 220 | XP2-551513 | 93525070 | Y | R0
| n/a | 06020003-6040 | PUMP,XP2,R0,2.0HP CONT.,220V,50HZ,1SPD,TEFC,72"4P,VITON,KYNAR HSD,MARQUIS | 2.0 | 130 | FMXP2 | 91694300 | 15.3 | 7.3 | 0 | 1 | 220 | XP2-802014 | 93556000 | Y | R0
| n/a | 06020003-6300 | PUMP,XP2,R0,2.0HP CONT.,220V,50HZ,1SPD,TEFC,72"4P,VITON,KYNAR HSD,MARQUIS | 2.0 | 130 | FMXP2 | 91694300 | 15.3 | 7.3 | 0 | 1 | 220 | XP2-802014 | 93556000 | Y | R0
no cord, 2 speed (normal impeller) | 07130944-6040 | 06020004-6040 | PUMP,XP2,R0,2.0HP CONT.,220V,50HZ,1SPD,D/C,80"AUS/NZ | 2.0 | 130 | FMXP2 | 91694300 | 15.3 | 7.3 | 0 | 1 | 220 | XP2-802014 | 93556000 | Y | R0
no cord, 2 speed | 07130944-6040 | 06020005-6040 | PUMP,XP2,R0,2.0HP CONT.,220V,50HZ,1SPD,TEFC,72" MOLDED 4P,VITON | 2.0 | 130 | FMXP2 | 91694300 | 15.3 | 7.3 | 0 | 1 | 220 | XP2-802014 | 93556000 | Y | R0
| n/a | 06020006-6300 | PUMP,XP2,R0,2.0HP CONT.,220V,50HZ,1SPD,TEFC,72"4P,VITON,MARQUIS | 2.0 | 130 | FMXP2 | 91694300 | 15.3 | 7.3 | 0 | 1 | 220 | XP2-802014 | 93556000 | Y | R0
no cord, 2 speed | 07130944-6040 | 06020007-6340 | PUMP,XP2,R0,2.0HP CONT.,220V,50HZ,1SPD,D/C,TEFC,120"4P | 2.0 | 105 | FMXP2 | 91694251 | 16 | 6.0 | 0 | 1 | 220 | XP2-802014 | 93556000 | Y | R0
no cord, 2 speed | 07130944-6040 | 06020067-1040 | PUMP,XP2,R0,2.0MBHP,220V,50HZ,1SPD,D/C,60"4P | 2.0 | 112 | FMXP2 | 91694300 | 18 | 6.8 | 0 | 1 | 220 | XP2-552013 | 93496070 | Y | R0
2 speed | 07130944-6040 | 06020070-1040 | PUMP,XP2,R0,2.0HP CONT.,220V,50HZ,1SPD,D/C | 2.0 | 112 | FMXP2 | 91694300 | 18 | 6.8 | 0 | 1 | 220 | XP2-552013 | 93496070 | N | R0
2 speed | 07130944-6040 | 06020070-1340 | PUMP,XP2,R0,2.0HP CONT.,220V,50HZ,1SPD,D/C | 2.0 | 112 | FMXP2 | 91694300 | 18 | 6.8 | 0 | 1 | 220 | XP2-552013 | 93496070 | N | R0
no cord, 2 speed | 07130944-6040 | 06020095-1040 | PUMP,XP2,R0,2.0HP CONT.,220V,50HZ,1SPD,D/C,60"3P | 2.0 | 112 | FMXP2 | 91694300 | 18 | 6.8 | 0 | 1 | 220 | XP2-552013 | 93496070 | Y | R0
2 speed | 07130944-6040 | 06020099-1300 | PUMP,XP2,R0,2.0HP CONT.,220V,50HZ,1SPD,D/C,SUNDANCE | 2.0 | 112 | FMXP2 | 91694300 | 18 | 6.8 | 0 | 1 | 220 | XP2-552013 | 93496070 | N | R0
2 speed, will have to move to R3 | 07130944-6040 | 06020160-1300 | PUMP,XP2,R3,2.0HP CONT.,220V,50HZ,1SPD,D/C,9&1:30NPSC,SUNDANCE | 2.0 | 112 | FMXP2 | 91694300 | 18 | 6.8 | 0 | 1 | 220 | XP2-552013 | 93496070 | N | R3
2 speed, will have to move to R9 | 07130944-6040 | 06020161-1300 | PUMP,XP2,R9,2.0HP CONT.,220V,50HZ,1SPD,D/C,1:30&9NPSC,SUNDANCE | 2.0 | 112 | FMXP2 | 91694300 | 18 | 6.8 | 0 | 1 | 220 | XP2-552013 | 93496070 | N | R9
Sundance | n/a contact spa manufactuer | 06020162-1300 | PUMP,XP2,R1:30,2.0HP CONT.,220V,50HZ,1SPD,D/C,1:30&9NPSC,SUNDANCE | 2.0 | 135 | FMXP2 | 91694300 | 18 | 8.6 | 0 | 1 | 220 | XP2-552013 | 93496071 | N | R1:30
2 speed | 07130944-6040 | 06020166-1040 | PUMP,XP2,R0,2.0HP CONT.,220V,50HZ,1SPD,D/C,VITON | 2.0 | 112 | FMXP2 | 91694300 | 18 | 6.8 | 0 | 1 | 220 | XP2-552013 | 93496070 | N | R0
no cord, 2 speed, will have to move to R9 | 07130944-6040 | 06020751-1340 | PUMP,XP2,R9,2.0HP CONT.,220V,50HZ,1SPD,D/C,48"GRAYMINI,9NPSC,1:30NPT | 2.0 | 112 | FMXP2 | 91694300 | 18 | 6.8 | 0 | 1 | 220 | XP2-552013 | 93496070 | Y | R9
2 speed | 07130944-6040 | 06020800-6040 | PUMP,XP2,R0,2.0HP CONT.,220V,50HZ,1SPD,D/C | 2.0 | 130 | FMXP2 | 91694300 | 15.3 | 7.3 | 0 | 1 | 220 | XP2-802014 | 93556000 | N | R0
2 speed | 07130944-6040 | 06020800-6300 | PUMP,XP2,R0,2.0HP CONT.,220V,50HZ,1SPD,TEFC | 2.0 | 130 | FMXP2 | 91694300 | 15.3 | 7.3 | 0 | 1 | 220 | XP2-802014 | 93556000 | N | R0
2 speed | 07130944-6040 | 06020800-6340 | PUMP,XP2,R0,2.0HP CONT.,220V,50HZ,1SPD,TEFC | 2.0 | 130 | FMXP2 | 91694300 | 15.3 | 7.3 | 0 | 1 | 220 | XP2-802014 | 93556000 | N | R0
no cord, 2 speed | 07130944-6040 | 06020801-6000 | PUMP,XP2,R0,2.0HP CONT.,220V,50HZ,1SPD,TEFC,48"GRAYMINI | 2.0 | 130 | FMXP2 | 91694300 | 15.3 | 7.3 | 0 | 1 | 220 | XP2-802014 | 93556000 | Y | R0
no cord, 2 speed | 07130944-6040 | 06020801-6300 | PUMP,XP2,R0,2.0HP CONT.,220V,50HZ,1SPD,D/C,48"GRAYMINI | 2.0 | 130 | FMXP2 | 91694300 | 15.3 | 7.3 | 0 | 1 | 220 | XP2-802014 | 93556000 | Y | R0
no cord, 2 speed, will have to move to R9 | 07130944-6040 | 06020802-6000 | PUMP,XP2,R9,2.0HP CONT.,220V,50HZ,1SPD,TEFC,48"GRAYMINI,9&1:30NPSC | 2.0 | 130 | FMXP2 | 91694300 | 15.3 | 7.3 | 0 | 1 | 220 | XP2-802014 | 93556000 | Y | R9
no cord, 2 speed, will have to move to R9 | 07130944-6040 | 06020802-6040 | PUMP,XP2,R9,2.0HP CONT.,220V,50HZ,1SPD,TEFC,48"GRAYMINI,9&1:30NPSC | 2.0 | 130 | FMXP2 | 91694300 | 15.3 | 7.3 | 0 | 1 | 220 | XP2-802014 | 93556000 | Y | R9
no cord, 2 speed, will have to move to R9 | 07130944-6040 | 06020802-6300 | PUMP,XP2,R9,2.0HP CONT.,220V,50HZ,1SPD,TEFC,48"GRAY MINI,9&1:30NPSC | 2.0 | 130 | FMXP2 | 91694300 | 15.3 | 7.3 | 0 | 1 | 220 | XP2-802014 | 93556000 | Y | R9
no cord, 2 speed, will have to move to R9 | 07130944-6040 | 06020802-6340 | PUMP,XP2,R9,2.0HP CONT.,220V,50HZ,1SPD,TEFC,48"GRAYMINI,9&1:30NPSC | 2.0 | 130 | FMXP2 | 91694300 | 15.3 | 7.3 | 0 | 1 | 220 | XP2-802014 | 93556000 | Y | R9
no cord, 2 speed, will have to move to R3 | 07130944-6040 | 06020803-6000 | PUMP,XP2,R3,2.0HP CONT.,220V,50HZ,1SPD,TEFC,48"GRAYMINI,9&1:30NPSC | 2.0 | 130 | FMXP2 | 91694300 | 15.3 | 7.3 | 0 | 1 | 220 | XP2-802014 | 93556000 | Y | R3
no cord, 2 speed, will have to move to R3 | 07130944-6040 | 06020803-6040 | PUMP,XP2,R3,2.0HP CONT.,220V,50HZ,1SPD,TEFC,48"GRAYMINI,9&1:30NPSC | 2.0 | 130 | FMXP2 | 91694300 | 15.3 | 7.3 | 0 | 1 | 220 | XP2-802014 | 93556000 | Y | R3
no cord, 2 speed, will have to move to R3 | 07130944-6040 | 06020803-6300 | PUMP,XP2,R3,2.0HP CONT.,220V,50HZ,1SPD,TEFC,48"GRAY MINI,9&1:30NPSC | 2.0 | 130 | FMXP2 | 91694300 | 15.3 | 7.3 | 0 | 1 | 220 | XP2-802014 | 93556000 | Y | R3
no cord, 2 speed, will have to move to R3 | 07130944-6040 | 06020803-6340 | PUMP,XP2,R3,2.0HP CONT.,220V,50HZ,1SPD,TEFC,48"GRAY MINI,9&1:30NPSC | 2.0 | 130 | FMXP2 | 91694300 | 15.3 | 7.3 | 0 | 1 | 220 | XP2-802014 | 93556000 | Y | R3
2 speed, will have to move to R9 | 07130944-6040 | 06020804-6040 | PUMP,XP2,R9,2.0HP CONT.,220V,50HZ,1SPD,TEFC,9&1:30NPSC | 2.0 | 130 | FMXP2 | 91694300 | 15.3 | 7.3 | 0 | 1 | 220 | XP2-802014 | 93556000 | N | R9
no cord, 2 speed | 07130944-6040 | 06020805-6040 | PUMP,XP2,R0,2.0HP CONT.,220V,50HZ,1SPD,TEFC,48"GRAY MINI,VITON | 2.0 | 130 | FMXP2 | 91694300 | 15.3 | 7.3 | 0 | 1 | 220 | XP2-802014 | 93556000 | Y | R0
no cord, 2 speed | 07130944-6040 | 06020805-6300 | PUMP,XP2,R0,2.0HP CONT.,220V,50HZ,1SPD,TEFC,48"GRAY MINI,VITON | 2.0 | 130 | FMXP2 | 91694300 | 15.3 | 7.3 | 0 | 1 | 220 | XP2-802014 | 93556000 | Y | R0
no cord, 2 speed | 07130944-6040 | 06020805-6340 | PUMP,XP2,R0,2.0HP CONT.,220V,50HZ,1SPD,TEFC,48"GRAY MINI,VITON | 2.0 | 130 | FMXP2 | 91694300 | 15.3 | 7.3 | 0 | 1 | 220 | XP2-802014 | 93556000 | Y | R0
no cord, 2 speed, will have to move to R3 | 07130944-6040 | 06020806-6300 | PUMP,XP2,R3,2.0HP CONT.,220V,50HZ,1SPD,TEFC,48"GRAY MINI,1:30&9NPSC | 2.0 | 130 | FMXP2 | 91694300 | 15.3 | 7.3 | 0 | 1 | 220 | XP2-802014 | 93556000 | Y | R3
no cord, 2 speed | 07130944-6040 | 06020807-6340 | PUMP,XP2,R0,2.0HP CONT.,220V,50HZ,1SPD,TEFC,72"GRAY MINI | 2.0 | 130 | FMXP2 | 91694300 | 15.3 | 7.3 | 0 | 1 | 220 | XP2-802014 | 93556000 | Y | R0
no cord, 2 speed, will have to move to R9 | 07130944-6040 | 06020808-6040 | PUMP,XP2,R9,2.0HP CONT.,220V,50HZ,1SPD,TEFC,72"GRAY MINI,9&1:30 NPSC,6 NPT | 2.0 | 130 | FMXP2 | 91694300 | 15.3 | 7.3 | 0 | 1 | 220 | XP2-802014 | 93556000 | Y | R9
no cord, 2 speed, will have to move to R9 | 07130944-6040 | 06020808-6340 | PUMP,XP2,R9,2.0HP CONT.,220V,50HZ,1SPD,TEFC,72"GRAY MINI,9&1:30NPSC,6NPT | 2.0 | 130 | FMXP2 | 91694300 | 15.3 | 7.3 | 0 | 1 | 220 | XP2-802014 | 93556000 | Y | R9
no cord, 2 speed | 07130944-6040 | 06020813-6000 | PUMP,XP2,R0,2.0HP CONT.,220V,50HZ,1SPD,TEFC,48"GRAY MINI | 2.0 | 105 | FMXP2 | 91694251 | 16 | 6.0 | 0 | 1 | 220 | XP2-802014 | 93556000 | Y | R0
no cord, 2 speed (normal impeller) | 07130944-6040 | 06020813-6300 | PUMP,XP2,R0,2.0HP CONT.,220V,50HZ,1SPD,TEFC,48"GRAY MINI,4251 IMP | 2.0 | 105 | FMXP2 | 91694251 | 16 | 6.0 | 0 | 1 | 220 | XP2-802014 | 93556000 | Y | R0
no cord, 2 speed (normal impeller) | 07130944-6040 | 06020814-6000 | PUMP,XP2,R0,2.0HP CONT.,220V,50HZ,1SPD,TEFC,48"GRAYMINI,4200 IMP | 2.0 | 136 | FMXP2 | 91694200 | 18 | 6.0 | 0 | 1 | 220 | XP2-802014 | 93556000 | Y | R0
no cord, 2 speed (normal impeller) | 07130944-6040 | 06020814-6300 | PUMP,XP2,R0,2.0HP CONT.,220V,50HZ,1SPD,TEFC,48 "GRAY MINI,4200 IMP | 2.0 | 136 | FMXP2 | 91694200 | 18 | 6.0 | 0 | 1 | 220 | XP2-802014 | 93556000 | Y | R0
2 speed (normal impeller) | 07130944-6040 | 06020815-6000 | PUMP,XP2,R0,2.0HP CONT.,220V,50HZ,2SPD,TEFC,4251 IMP | 2.0 | 100 | FMXP2 | 91694251 | 16 | 6.1 | 1.5 | 2 | 220 | XP2-902024 | 93556490 | N | R0
no cord, 2 speed, will have to move to R9 | 07130944-6040 | 06020819-6040 | PUMP,XP2,R9,2.0HP CONT.,220V,50HZ,1SPD,60"GRAY MINI,9&1:30NPSC,6NPT,BLK-PLUG | 2.0 | 130 | FMXP2 | 91694300 | 15.3 | 7.3 | 0 | 1 | 220 | XP2-802014 | 93556000 | Y | R9
no cord, 2 speed, will have to move to R9 | 07130944-6040 | 06020819-6340 | PUMP,XP2,R9,2.0HP CONT.,220V,50HZ,1SPD,60"GRAY MINI,9 &1:30NPSC,6NPT,BLK PLUGGED | 2.0 | 130 | FMXP2 | 91694300 | 15.3 | 7.3 | 0 | 1 | 220 | XP2-802014 | 93556000 | Y | R9
no cord, 2 speed | 07130944-6040 | 06020820-6300 | *OBS*PUMP,FMXP,R0,2.0HP CONT.,220V,50HZ,1SPD,D/C,WATKINS | 2.0 |  | FMXP | 91694300 |  |  |  | 1 | 220 | FMXP-802014 | 93556000 | N | R0
Watkins/Caldera | n/a contact spa manufactuer | 06020822-6000 | PUMP,XP2,R0,2.0HP CONT.,220V,50HZ,1SPD,TEFC,60" WATKINS#37066 | 2.0 | 130 | FMXP2 | 91694300 | 15.3 | 7.3 | 0 | 1 | 220 | XP2-802014 | 93556000 | Y | R0
Watkins/Caldera | n/a contact spa manufactuer | 06020822-6300 | PUMP,XP2,R0,2.0HP CONT.,220V,50HZ,1SPD,TEFC,60" ,WATKINS#37066 | 2.0 | 130 | FMXP2 | 91694300 | 15.3 | 7.3 | 0 | 1 | 220 | XP2-802014 | 93556000 | Y | R0
no cord, 2 speed, will have to move to R9 | 07130944-6040 | 06020832-6300 | PUMP,XP2,R9,2.0HP CONT.,220V,50HZ,1SPD,TEFC,48"GRAY MINI,1:30&9 NPSC | 2.0 | 130 | FMXP2 | 91694300 | 15.3 | 7.3 | 0 | 1 | 220 | XP2-802014 | 93556000 | Y | R9
no cord, 2 speed | 07130944-6040 | 06020834-6340 | PUMP,XP2,R0,2.0HP CONT.,220V,50HZ,1SPD,TEFC,14/3,48",MINI | 2.0 | 130 | FMXP2 | 91694300 | 15.3 | 7.3 | 0 | 1 | 220 | XP2-802014 | 93556000 | Y | R0
2 speed | 07130944-6040 | 06020840-6300 | PUMP,XP2,R0,2.0HP CONT.,220V,50HZ,1SPD,TEFC,SUNDANCE | 2.0 | 130 | FMXP2 | 91694300 | 15.3 | 7.3 | 0 | 1 | 220 | XP2-802014 | 93556000 | N | R0
2 speed, will have to move to R9 | 07130944-6040 | 06020841-6300 | PUMP,XP2,R9,2.0HP CONT.,220V,50HZ,1SPD,TEFC,1:30&9NPSC,SUNDANCE | 2.0 | 130 | FMXP2 | 91694300 | 15.3 | 7.3 | 0 | 1 | 220 | XP2-802014 | 93556000 | N | R9
2 speed, will have to move to R9 | 07130944-6040 | 06020841-6340 | PUMP,XP2,R9,2.0HP CONT.,220V,50HZ,1SPD,TEFC,1:30&9NPSC,SUNDANCE | 2.0 | 130 | FMXP2 | 91694300 | 15.3 | 7.3 | 0 | 1 | 220 | XP2-802014 | 93556000 | Y | R9
Sundance | n/a contact spa manufactuer | 06020842-6200 | PUMP,XP2,R1:30,2.0HP CONT.,220V,50HZ,1SPD,TEFC,1:30&9NPSC,SUNDANCE | 2.0 | 130 | FMXP2 | 91694300 | 15.3 | 7.3 | 0 | 1 | 220 | XP2-802014 | 93556000 | N | R1:30
Sundance | n/a contact spa manufactuer | 06020842-6300 | PUMP,XP2,R1:30,2.0HP CONT.,220V,50HZ,1SPD,TEFC,1:30&9NPSC,SUNDANCE | 2.0 | 130 | FMXP2 | 91694300 | 15.3 | 7.3 | 0 | 1 | 220 | XP2-802014 | 93556000 | N | R1:30
2 speed, will have to move to R3 | 07130944-6040 | 06020843-6300 | PUMP,XP2,R3,2.0HP CONT.,220V,50HZ,1SPD,TEFC,9&1:30NPSC,SUNDANCE | 2.0 | 130 | FMXP2 | 91694300 | 15.3 | 7.3 | 0 | 1 | 220 | XP2-802014 | 93556000 | N | R3
no cord, 2 speed | 07130944-6040 | 06020847-6300 | PUMP,XP2,R0,2.0HP CONT.,220V,50HZ,1SPD,TEFC,96"GRAY MINI | 2.0 | 130 | FMXP2 | 91694300 | 15.3 | 7.3 | 0 | 1 | 220 | XP2-802014 | 93556000 | Y | R0
no cord, 2 speed | 07130944-6040 | 06020847-6340 | PUMP,XP2,R0,2.0HP CONT.,220V,50HZ,1SPD,TEFC,96"GRAY MINI | 2.0 | 130 | FMXP2 | 91694300 | 15.3 | 7.3 | 0 | 1 | 220 | XP2-802014 | 93556000 | Y | R0
no cord, 2 speed | 07130944-6040 | 06020921-6040 | PUMP,XP2,R0,2.0HP CONT.,220V,50HZ,1SPD,TEFC,120"GRAY MINI | 2.0 | 105 | FMXP2 | 91694251 | 16 | 6.0 | 0 | 1 | 220 | XP2-802014 | 93556000 | Y | R0
no cord, 2 speed | 07130944-6040 | 06020921-6340 | PUMP,XP2,R0,2.0HP CONT.,220V,50HZ,1SPD,TEFC,120"GRAY MINI | 2.0 | 105 | FMXP2 | 91694251 | 16 | 6.0 | 0 | 1 | 220 | XP2-802014 | 93556000 | Y | R0
could use 1,5HP | n/a in1.0HP | 06020937-4040 | PUMP,XP2,R0,1.0HP CONT.,220V,50HZ,1SPD,D/C,48"GRAYMINI,NPSC@1:30&6&9 | 1.0 | 100 | FMXP2 | 91694200 | 16.1 | 6.3 | 0 | 1 | 220 | XP2-551014 | 93503371 | Y | R0
2 speed motor | 07140947-6340 | 06025001-6340 | PUMP,XP2,R0,2.5HP CONT.,220V,50HZ,1SPD,TEFC,96"HQ MINI | 2.5 | 125 | FMXP2 | 91694400 | 18 | 8.3 | 0 | 1 | 220 | XP2-902514 | 93556590 | Y | R0
2 speed motor | 07140947-6340 | 06025001-8340 | PUMP,XP2,R0,2.5HP CONT.,220V,50HZ,1SPD,TEFC,96"HQ MINI | 2.5 | 180 | FMXP2 | 91694400 | 12 | 9.0 | 0 | 1 | 220 | XP2-902514 | 93546590 | Y | R0
2 speed motor | 07140947-6340 | 06025800-6340 | PUMP,XP2,R0,2.5HP CONT.,220V,50HZ,1SPD,TEFC | 2.5 | 125 | FMXP2 | 91694400 | 18 | 8.3 | 0 | 1 | 220 | XP2-902514 | 93556590 | N | R0
2 speed motor | 07140947-6340 | 06025801-6340 | PUMP,XP2,R0,2.5HP CONT.,220V,50HZ,1SPD,TEFC,48"MINI | 2.5 | 125 | FMXP2 | 91694400 | 18 | 8.3 | 0 | 1 | 220 | XP2-902514 | 93556590 | Y | R0
2 speed motor | 07140947-6340 | 06025807-6340 | PUMP,XP2,R0,2.5HP CONT.,220V,50HZ,1SPD,TEFC,72"GRAY MINI | 2.5 | 125 | FMXP2 | 91694400 | 18 | 8.3 | 0 | 1 | 220 | XP2-902514 | 93556590 | Y | R0
Watkins/Caldera | n/a contact spa manufactuer | 06025822-6000 | *OBS*PUMP,XP2,R0,2.5HP CONT.,220V,50HZ,1SPD,TEFC,16/336"RING,WATKINS#38641 | 2.5 | 125 | FMXP2 | 91694400 | 18 | 8.3 | 0 | 1 | 220 | XP2-902514 | 93556590 | Y | R0
Watkins/Caldera | n/a contact spa manufactuer | 06025822-6300 | *OBS*PUMP,XP2,R0,2.5HP CONT.,220V,50HZ,1SPD,TEFC,16/336"RING,WATKINS#38641 | 2.5 | 125 | FMXP2 | 91694400 | 18 | 8.3 | 0 | 1 | 220 | XP2-902514 | 93556590 | Y | R0
no cord, 2 speed motor | 07140947-6340 | 06025834-6340 | PUMP,XP2,R0,2.5HP CONT.,220V,50HZ,1SPD,TEFC,14/3, 72"MINI | 2.5 | 125 | FMXP2 | 91694400 | 18 | 8.3 | 0 | 1 | 220 | XP2-902514 | 93556590 | Y | R0
no cord, 2 speed, will have to move to R9 | 07130944-6040 | 06030753-2370 | PUMP,XP2,R9,2.0HP CONT.,220V,50HZ,1SPD,S/C,48"GRAY MINI,1:30HSD,9NPSC | 2.0 | 160 | FMXP2 | 91694300 | 13.9 | 7.9 | 0 | 1 | 220 | XP2-552013 | 93526070 | Y | R9
no cord, 2 speed | 07130944-6040 | 06030801-6040 | PUMP,XP2,R0,2.0HP CONT.,220V,50HZ,1SPD,TEFC,48"GRAY MINI,VITON | 2.0 | 130 | FMXP2 | 91694300 | 15.3 | 7.3 | 0 | 1 | 220 | XP2-802014 | 93556000 | Y | R0
Watkins/Caldera | n/a contact spa manufactuer | 06030936-1300 | PUMP,XP2,R0,2.0HP CONT.,220V,50HZ,1SPD,D/C,MNFLD,60",WATKINS#0976201 | 2.0 | 112 | FMXP2 | 91694300 | 18 | 6.8 | 0 | 1 | 220 | XP2-552013 | 93496070 | Y | R0
| n/a | 06040000-2300 | PUMP,XP2,R3,1/15HP CONT.,220V,50HZ,1SPD,S/C,VITON,NPSC@9&1:30,RST@9 O'CLOCK | 1/15 | 70 | FMXP2 | 91694405 | 2.6 | .8 | 0 | 1 | 220 | XP2-550113 | 93529304 | N | R3
Watkins/Caldera | n/a contact spa manufactuer | 06110046-2300 | *OBS*PUMP,FMXP,R0,1.0HP CONT.,220V,50HZ,2SPD,D/C,MNFLD,WATKINS | 1.0 |  | FMXP | 91694165 |  |  |  | 2 | 220 | FMXP-551023 | 93523370 | N | R0
Watkins/Caldera | n/a contact spa manufactuer | 06110155-2000 | PUMP,XP2,R0,1.0HP CONT.,220V,50HZ,2SPD,D/C,40",MNFLD,WATKINS | 1.0 | 95 | FMXP2 | 91694165 | 12 | 5.7 | 1.6 | 2 | 220 | XP2-551023 | 93523370 | Y | R0
Watkins/Caldera | n/a contact spa manufactuer | 06110155-2300 | PUMP,XP2,R0,1.0HP CONT.,220V,50HZ,2SPD,D/C,40",MNFLD,WATKINS | 1.0 | 95 | FMXP2 | 91694165 | 12 | 5.7 | 1.6 | 2 | 220 | XP2-551023 | 93523370 | Y | R0
could use 1,5HP | n/a in1.0HP | 06110210-1000 | PUMP,XP2,R0,1.0HP CONT.,220V,50HZ,2SPD,D/C,36"4P | 1.0 | 95 | FMXP2 | 91694150 | 12 | 5.8 | 2.2 | 2 | 220 | XP2-551023 | 93493370 | Y | R0
could use 1,5HP | n/a in1.0HP | 06110210-1040 | *OBS*PUMP,XP2,R0,1.0HP CONT.,220V,50HZ,2SPD,D/C,36"4P | 1.0 | 95 | FMXP2 | 91694150 | 12 | 5.8 | 2.2 | 2 | 220 | XP2-551023 | 93493370 | Y | R0
could use 1,5HP | n/a in1.0HP | 06110750-4040 | PUMP,XP2,R0,1.0HP CONT.,220V,50HZ,2SPD,D/C,48"GRAY MINI | 1.0 | 75 | FMXP2 | 91694150 | 14 | 6.3 | 2.2 | 2 | 220 | XP2-551024 | 93503371 | Y | R0
no cord | 05320010-6340 | 06115001-1040 | PUMP,XP2,R0,1.5HP CONT.,220V,50HZ,2SPD,D/C,48"GRAYMINI | 1.5 | 114 | FMXP2 | 91694252 | 14.4 | 7.8 | 2.5 | 2 | 220 | XP2-551523 | 93495170 | Y | R0
no cord | 05320010-6340 | 06115003-1040 | PUMP,XP2,R0,1.5HP CO NT.,220V,50HZ,2SPD,D/C,48"4P | 1.5 | 114 | FMXP2 | 91694252 | 14.4 | 7.8 | 2.5 | 2 | 220 | XP2-551523 | 93495170 | Y | R0
no cord | 05320010-6340 | 06115003-1340 | PUMP,XP2,R0,1.5HP CONT.,220V,50HZ,2SPD,D/C,48"4P,SUNBELT | 1.5 | 114 | FMXP2 | 91694252 | 14.4 | 7.8 | 2.5 | 2 | 220 | XP2-551523 | 93495170 | Y | R0
| 05320010-6340 | 06115070-1040 | PUMP,XP2,R0,1.5HP CONT.,220V,50HZ,2SPD,D/C | 1.5 | 114 | FMXP2 | 91694252 | 14.4 | 7.8 | 2.5 | 2 | 220 | XP2-551523 | 93495170 | N | R0
Watkins/Caldera | n/a contact spa manufactuer | 06115155-1300 | PUMP,XP2,R0,1.5HP CONT.,220V,50HZ,2SPD,D/C,14/4,60",MNLFD,WATKINS,38945 | 1.5 | 104 | FMXP2 | 91694200 | 13.4 | 7.3 | 2.5 | 2 | 220 | XP2-551523 | 93495170 | Y | R0
no cord | 05320010-6340 | 06115172-1040 | *OBS*PUMP,XP2,R0,1.5HP CONT.,220V,50HZ,2SPD,D/C,96"GRAYMINI,COLEMAN | 1.5 | 114 | FMXP2 | 91694252 | 14.4 | 7.8 | 2.5 | 2 | 220 | XP2-551523 | 93495170 | Y | R0
no cord (normal impeller) | 07130944-6040 | 06115816-2300 | PUMP,XP2,R0,2.0HP CONT.,220V,50HZ,2SPD,D/C,TEFC,60"TUV,4150 IMP | 2.0 |  | FMXP2 |  |  |  |  | 2 | 220 |  |  | Y | R0
| n/a | 06120001-1300 | PUMP,XP2,R0,2.0HP CONT.,220V,50HZ,2SPD,TEFC,60"MINI,VITON,KYNAR HSD,MARQUIS | 2.0 | 130 | FMXP2 | 91694300 | 17.0 | 7.3 | 2.2 | 2 | 220 | XP2-552024 | 93496171 | Y | R0
| 05320010-6340 | 06120001-2040 | PUMP,XP2,R0,1.5HP CONT.,220V,50HZ,2SPD,D/C | 1.5 | 115 | FMXP2 | 91694200 | 15 | 7.9 | 3.1 | 2 | 220 | XP2-551523 | 93525170 | N | R0
no cord | 07130944-6040 | 06120002-1240 | PUMP,XP2,R0,2.0HP CONT.,220V,50HZ,2SPD,TEFC,79"4P | 2.0 | 130 | FMXP2 | 91694300 | 17.0 | 7.3 | 2.2 | 2 | 220 | XP2-552024 | 93496171 | Y | R0
| n/a | 06120003-1300 | PUMP,XP2,R0,2.0HP CONT.,220V,50HZ,2SPD,TEFC,60"4P,VITON,KYNAR HSD,MARQUIS | 2.0 | 130 | FMXP2 | 91694300 | 17.0 | 7.3 | 2.2 | 2 | 220 | XP2-552024 | 93496171 | Y | R0
| n/a | 06120004-1200 | PUMP,XP2,R0,2.0HP CONT.,220V,50HZ,2SPD,TEFC,60"4P,VITON,MARQUIS | 2.0 | 130 | FMXP2 | 91694300 | 17.0 | 7.3 | 2.2 | 2 | 220 | XP2-552024 | 93496171 | Y | R0
| n/a | 06120004-1300 | PUMP,XP2,R0,2.0HP CONT.,220V,50HZ,2SPD,TEFC,60"4P,VITON,MARQUIS | 2.0 | 130 | FMXP2 | 91694300 | 17.0 | 7.3 | 2.2 | 2 | 220 | XP2-552024 | 93496171 | Y | R0
no cord, speed inverted | 07130944-6040 | 06120005-1340 | PUMP,XP2,R0,2.0HP CONT.,220V,50HZ,2SPD,D/C,TEFC,48"GRAY MINI,VITON,RW,SUNBELT | 2.0 | 130 | FMXP2 | 91694300 | 17.0 | 7.3 | 2.2 | 2 | 220 | XP2-552024 | 93496171 | Y | R0
no cord | 07130944-6040 | 06120006-6340 | PUMP,XP2,R0,2.0HP CONT.,220V,50HZ,2SPD,TEFC,60"GRAY MINI,VITON,SUNBELT | 2.0 | 110 | FMXP2 | 91694300 | 18.3 | 6.7 | 1.5 | 2 | 220 | XP2-902024 | 93556490 | Y | R0
no cord | 07130944-6040 | 06120008-1040 | PUMP,XP2,R0,2.0HP CONT.,220V,50HZ,2SPD,TEFC,120"4P | 2.0 | 130 | FMXP2 | 91694300 | 17.0 | 7.3 | 2.2 | 2 | 220 | XP2-552024 | 93496171 | Y | R0
no cord | 07130944-6040 | 06120008-1340 | PUMP,XP2,R0,2.0HP CONT.,220V,50HZ,2SPD,D/C,TEFC,120"4P | 2.0 | 130 | FMXP2 | 91694300 | 17.0 | 7.3 | 2.2 | 2 | 220 | XP2-552024 | 93496171 | Y | R0
no cord, will have to move to R3 | 07130944-6040 | 06120009-1240 | PUMP,XP2,R3,2.0HP CONT.,220V,50HZ,2SPD,TEFC,48"4P,1:30&9NPSC,VITON | 2.0 | 130 | FMXP2 | 91694300 | 17.0 | 7.3 | 2.2 | 2 | 220 | XP2-552024 | 93496171 | Y | R3
no cord | 07130944-6040 | 06120010-6040 | PUMP,XP2,R0,2.0HP CONT.,220V,50HZ,2SPD,TEFC,72"4P,VITON,SUNBELT | 2.0 | 110 | FMXP2 | 91694300 | 18.3 | 6.7 | 1.5 | 2 | 220 | XP2-902024 | 93556490 | Y | R0
no cord | 07130944-6040 | 06120010-6340 | PUMP,XP2,R0,2.0HP CONT.,220V,50HZ,2SPD,TEFC,72"4P,VITON,SUNBELT | 2.0 | 110 | FMXP2 | 91694300 | 18.3 | 6.7 | 1.5 | 2 | 220 | XP2-902024 | 93556490 | Y | R0
| 07130944-6040 | 06120070-1040 | PUMP,XP2,R0,2.0HP CONT.,220V,50HZ,2SPD,D/C | 2.0 | 125 | FMXP2 | 91694300 | 17.3 | 7.9 | 3.0 | 2 | 220 | XP2-552024 | 93496170 | N | R0
| 07130944-6040 | 06120070-1300 | PUMP,XP2,R0,2.0HP CONT.,220V,50HZ,2SPD,D/C | 2.0 | 125 | FMXP2 | 91694300 | 17.3 | 7.9 | 3.0 | 2 | 220 | XP2-552024 | 93496170 | N | R0
| 07130944-6040 | 06120070-1340 | PUMP,XP2,R0,2.0HP CONT.,220V,50HZ,2SPD,D/C | 2.0 | 125 | FMXP2 | 91694300 | 17.3 | 7.9 | 3.0 | 2 | 220 | XP2-552024 | 93496170 | N | R0
Watkins/Caldera | n/a contact spa manufactuer | 06120078-1000 | PUMP,XP2,R3,1.5HP CONT.,220V,50HZ,2SPD,D/C,60",MNFLD,WATKINS 0968201 | 1.5 | 104 | FMXP2 | 91694200 | 13.4 | 7.3 | 2.5 | 2 | 220 | XP2-551523 | 93495170 | Y | R3
no cord | 07130944-6040 | 06120116-1040 | PUMP,XP2,R0,2.0HP CONT.,220V,50HZ,2SPD,D/C,48"GRAY MINI | 2.0 | 125 | FMXP2 | 91694300 | 17.3 | 7.9 | 3.0 | 2 | 220 | XP2-552024 | 93496170 | Y | R0
no cord | 07130944-6040 | 06120116-1340 | PUMP,XP2,R0,2.0HP CONT.,220V,50HZ,2SPD,D/C,48"GRAY MINI | 2.0 | 125 | FMXP2 | 91694300 | 17.3 | 7.9 | 3.0 | 2 | 220 | XP2-552024 | 93496170 | Y | R0
will have to move to R3 | 07130944-6040 | 06120163-1000 | PUMP,XP2,R3,2.0HP CONT.,220V,50HZ,2SPD,D/C,9&1:30NPSC,SUNDANCE | 2.0 | 108 | FMXP2 | 91694200 | 17 | 8.8 | 2.5 | 2 | 220 | XP2-552024 | 93496170 | N | R3
no cord, will have to move to R9 | 07130944-6040 | 06120167-1040 | PUMP,XP2,R9,2.0HP CONT.,220V,50HZ,2SPD,D/C,48"GRAYMINI,9&1:30NPSC | 2.0 | 125 | FMXP2 | 91694300 | 17.3 | 7.9 | 3.0 | 2 | 220 | XP2-552024 | 93496170 | Y | R9
no cord, will have to move to R9 | 07130944-6040 | 06120167-1340 | PUMP,XP2,R9,2.0HP CONT.,220V,50HZ,2SPD,D/C,48"GRAYMINI,9&1:30NPSC | 2.0 | 125 | FMXP2 | 91694300 | 17.3 | 7.9 | 3.0 | 2 | 220 | XP2-552024 | 93496170 | Y | R9
no cord | 07130944-6040 | 06120170-1040 | PUMP,XP2,R0,2.0HP CONT.,220V,50HZ,2SPD,D/C,COLEMAN | 2.0 | 125 | FMXP2 | 91694300 | 17.3 | 7.9 | 3.0 | 2 | 220 | XP2-552024 | 93496170 | N | R0
no cord | 07130944-6040 | 06120172-1340 | *OBS*PUMP,XP2,R0,2.0HP CONT.,220V,50HZ,2SPD,D/C,96"GRAYMINI,COLEMAN | 2.0 | 125 | FMXP2 | 91694300 | 17.3 | 7.9 | 3.0 | 2 | 220 | XP2-552024 | 93496170 | Y | R0
no cord, will have to move to R3 | 07130944-6040 | 06120176-1304 | PUMP,XP2,R3,2.0HP CONT.,220V,50HZ,2SPD,D/C,48"GRAY MINI,9 HSD &1:30NPSC | 2.0 | 125 | FMXP2 | 91694300 | 17.3 | 7.9 | 3.0 | 2 | 220 | XP2-552024 | 93496170 | Y | R3
no cord, will have to move to R3 | 07130944-6040 | 06120176-1340 | PUMP,XP2,R3,2.0HP CONT.,220V,50HZ,2SPD,D/C,48"GRAY MINI,9HSD,1:30NPSC | 2.0 | 125 | FMXP2 | 91694300 | 17.3 | 7.9 | 3.0 | 2 | 220 | XP2-552024 | 93496170 | Y | R3
will have to move to R9 | 07130944-6040 | 06120223-1040 | PUMP,XP2,R9,2.0HP CONT.,220V,50HZ,2SPD,D/C,9&1:30NPSC | 2.0 | 125 | FMXP2 | 91694300 | 17.3 | 7.9 | 3.0 | 2 | 220 | XP2-552024 | 93496170 | N | R9
will have to move to R9 | 07130944-6040 | 06120223-1300 | PUMP,XP2,R9,2.0HP CONT.,220V,50HZ,2SPD,D/C,1:30 AND 9NPSC | 2.0 | 125 | FMXP2 | 91694300 | 17.3 | 7.9 | 3.0 | 2 | 220 | XP2-552024 | 93496170 | N | R9
will have to move to R9 | 07130944-6040 | 06120223-1340 | PUMP,XP2,R9,2.0HP CONT.,220V,50HZ,2SPD,D/C,9&1:30NPSC, | 2.0 | 125 | FMXP2 | 91694300 | 17.3 | 7.9 | 3.0 | 2 | 220 | XP2-552024 | 93496170 | N | R9
no cord | 07130944-6040 | 06120276-1040 | PUMP,XP2,R0,2.0HP CONT.,220V,50HZ,2SPD,D/C,36"4P,BRETT | 2.0 | 125 | FMXP2 | 91694300 | 17.3 | 7.9 | 3.0 | 2 | 220 | XP2-552024 | 93496170 | Y | R0
no cord | 07130944-6040 | 06120730-1040 | PUMP,XP2,R0,2.0HP CONT.,220V,50HZ,2SPD,TEFC,CE,LIM KOI | 2.0 | 130 | KOI | 91694300 | 17.0 | 7.3 | 2.2 | 2 | 220 | KOI-552024 | 93496171 | N | R0
no cord | 07130944-6040 | 06120809-1000 | PUMP,XP2,R0,2.0HP CONT.,220V,50HZ,2SPD,TEFC,60"GRAY MINI,SPL PCK,VITON | 2.0 | 130 | FMXP2 | 91694300 | 17.0 | 7.3 | 2.2 | 2 | 220 | XP2-552024 | 93496171 | Y | R0
no cord | 07130944-6040 | 06120809-1040 | PUMP,XP2,R0,2.0HP CONT.,220V,50HZ,2SPD,TEFC,60"GRAY MINI,SPL PCK,VITON | 2.0 | 130 | FMXP2 | 91694300 | 17.0 | 7.3 | 2.2 | 2 | 220 | XP2-552024 | 93496171 | Y | R0
no cord | 07130944-6040 | 06120809-1300 | PUMP,XP2,R0,2.0HP CONT.,220V,50HZ,2SPD,D/C,TEFC,60"GRAY MINI,VITON | 2.0 | 130 | FMXP2 | 91694300 | 17.0 | 7.3 | 2.2 | 2 | 220 | XP2-552024 | 93496171 | Y | R0
no cord | 07130944-6040 | 06120809-1340 | PUMP,XP2,R0,2.0HP CONT.,220V,50HZ,2SPD,D/C,TEFC,60"GRAY MINI,VITON | 2.0 | 130 | FMXP2 | 91694300 | 17.0 | 7.3 | 2.2 | 2 | 220 | XP2-552024 | 93496171 | Y | R0
| 07130944-6040 | 06120810-1040 | PUMP,XP2,R0,2.0HP CONT.,220V,50HZ,2SPD,TEFC,CE | 2.0 | 130 | FMXP2 | 91694300 | 17.0 | 7.3 | 2.2 | 2 | 220 | XP2-552024 | 93496171 | N | R0
| 07130944-6040 | 06120810-1240 | PUMP,XP2,R0,2.0HP CONT.,220V,50HZ,2SPD,TEFC,CE | 2.0 | 130 | FMXP2 | 91694300 | 17.0 | 7.3 | 2.2 | 2 | 220 | XP2-552024 | 93496171 | N | R0
| 07130944-6040 | 06120810-1340 | PUMP,XP2,R0,2.0HP CONT.,220V,50HZ,2SPD,TEFC,CE | 2.0 | 130 | FMXP2 | 91694300 | 17.0 | 7.3 | 2.2 | 2 | 220 | XP2-552024 | 93496171 | N | R0
no cord, will have to move to R3 | 07130944-6040 | 06120811-1000 | PUMP,XP2,R3,2.0HP CONT.,220V,50HZ,2SPD,TEFC,9&1:30NPSC,60"GRAY MINI | 2.0 | 130 | FMXP2 | 91694300 | 17.0 | 7.3 | 2.2 | 2 | 220 | XP2-552024 | 93496171 | Y | R3
no cord, will have to move to R3 | 07130944-6040 | 06120811-1040 | PUMP,XP2,R3,2.0HP CONT.,220V,50HZ,2SPD,TEFC,9&1:30NPSC,60"GRAY MINI,SPL PCK | 2.0 | 130 | FMXP2 | 91694300 | 17.0 | 7.3 | 2.2 | 2 | 220 | XP2-552024 | 93496171 | Y | R3
no cord, will have to move to R3 | 07130944-6040 | 06120811-1200 | PUMP,XP2,R3,2.0HP CONT.,220V,50HZ,2SPD,TEFC,9&1:30NPSC,60"GRAY MINI | 2.0 | 130 | FMXP2 | 91694300 | 17.0 | 7.3 | 2.2 | 2 | 220 | XP2-552024 | 93496171 | Y | R3
no cord, will have to move to R9 | 07130944-6040 | 06120812-1000 | PUMP,XP2,R9,2.0HP CONT.,220V,50HZ,2SPD,TEFC,9&1:30NPSC,60"GRAY MINI,SPL PCK | 2.0 | 130 | FMXP2 | 91694300 | 17.0 | 7.3 | 2.2 | 2 | 220 | XP2-552024 | 93496171 | Y | R9
no cord, will have to move to R9 | 07130944-6040 | 06120812-1040 | PUMP,XP2,R9,2.0HP CONT.,220V,50HZ,2SPD,TEFC,9&1:30NPSC,60"GRAY MINI,SPL PCK | 2.0 | 130 | FMXP2 | 91694300 | 17.0 | 7.3 | 2.2 | 2 | 220 | XP2-552024 | 93496171 | Y | R9
no cord, will have to move to R9 | 07130944-6040 | 06120812-1200 | PUMP,XP2,R9,2.0HP CONT.,220V,50HZ,2SPD,TEFC,9&1:30NPSC,60"GRAY MINI | 2.0 | 130 | FMXP2 | 91694300 | 17.0 | 7.3 | 2.2 | 2 | 220 | XP2-552024 | 93496171 | Y | R9
no cord, will have to move to R9 | 07130944-6040 | 06120812-1240 | PUMP,XP2,R9,2.0HP CONT.,220V,50HZ,2SPD,TEFC,9&1:30NPSC,60"GRAY MINI | 2.0 | 130 | FMXP2 | 91694300 | 17.0 | 7.3 | 2.2 | 2 | 220 | XP2-552024 | 93496171 | Y | R9
no cord | 07130944-6040 | 06120813-1000 | PUMP,XP2,R0,2.0HP CONT.,220V,50HZ,2SPD,TEFC,60"GRAY MINI,SPL PCK | 2.0 | 95 | FMXP2 | 91694251 | 17 | 5.9 | 2.3 | 2 | 220 | XP2-552024 | 93496171 | Y | R0
no cord | 07130944-6040 | 06120813-1200 | PUMP,XP2,R0,2.0HP CONT.,220V,50HZ,2SPD,TEFC,60"GRAY MINI | 2.0 | 95 | FMXP2 | 91694251 | 17 | 5.9 | 2.3 | 2 | 220 | XP2-552024 | 93496171 | Y | R0
no cord | 07130944-6040 | 06120814-1000 | PUMP,XP2,R0,2.0HP CONT.,220V,50HZ,2SPD,TEFC,60"GRAY MINI,SPL PCK | 2.0 | 82 | FMXP2 | 91694200 | 17 | 5.5 | 2.2 | 2 | 220 | XP2-552024 | 93496171 | Y | R0
no cord | 07130944-6040 | 06120814-1200 | PUMP,XP2,R0,2.0HP CONT.,220V,50HZ,2SPD,TEFC,60"GRAY MINI | 2.0 | 82 | FMXP2 | 91694200 | 17 | 5.5 | 2.2 | 2 | 220 | XP2-552024 | 93496171 | Y | R0
no cord | 07130944-6040 | 06120814-1340 | PUMP,XP2,R0,2.0HP CONT.,220V,50HZ,2SPD,TEFC,60"GRAY MINI | 2.0 | 82 | FMXP2 | 91694200 | 17 | 5.5 | 2.2 | 2 | 220 | XP2-552024 | 93496171 | Y | R0
no cord | 07130944-6040 | 06120815-1000 | PUMP,XP2,R0,2.0HP CONT.,220V,50HZ,2SPD,D/C,TEFC,60"GRAY MINI,SPL PCK | 2.0 | 95 | FMXP2 | 91694251 | 17 | 5.9 | 2.3 | 2 | 220 | XP2-552024 | 93496171 | Y | R0
no cord | 07130944-6040 | 06120815-1300 | PUMP,XP2,R0,2.0HP CONT.,220V,50HZ,2SPD,D/C,TEFC,60"GRAY MINI | 2.0 | 95 | FMXP2 | 91694251 | 17 | 5.9 | 2.3 | 2 | 220 | XP2-552024 | 93496171 | Y | R0
no cord (normal impeller) | 07130944-6040 | 06120816-1000 | PUMP,XP2,R0,2.0HP CONT.,220V,50HZ,2SPD,D/C,TEFC,60"GRAY MINI,SPL PCK,4150 IMP | 2.0 | 55 | FMXP2 | 91694150 | 16 | 3.6 | 2.2 | 2 | 220 | XP2-552024 | 93496171 | Y | R0
no cord (normal impeller) | 07130944-6040 | 06120816-1300 | PUMP,XP2,R0,2.0HP CONT.,220V,50HZ,2SPD,D/C,TEFC,60"GRAY MINI,4150 IMP | 2.0 | 55 | FMXP2 | 91694150 | 16 | 3.6 | 2.2 | 2 | 220 | XP2-552024 | 93496171 | Y | R0
no cord, will have to move to R3, spd inverted | 07130944-6040 | 06120817-1040 | PUMP,XP2,R3,2.0HP CONT.,220V,50HZ,2SPD,TEFC,60"GRAY MINI,RW,SPL PACK | 2.0 | 130 | FMXP2 | 91694300 | 17.0 | 7.3 | 2.2 | 2 | 220 | XP2-552024 | 93496171 | Y | R3
no cord, speed inverted, will have to move to R9 | 07130944-6040 | 06120818-1040 | PUMP,XP2,R9,2.0HP CONT.,220V,50HZ,2SPD,TEFC,60"GRAY MINI,RW,9&1:30NPSC | 2.0 | 130 | FMXP2 | 91694300 | 17.0 | 7.3 | 2.2 | 2 | 220 | XP2-552024 | 93496171 | Y | R9
no cord, speed inverted, will have to move to R9 | 07130944-6040 | 06120818-1200 | PUMP,XP2,R9,2.0HP CONT.,220V,50HZ,2SPD,TEFC,60"GRAY MINI,RW,9&1:30NPSC | 2.0 | 130 | FMXP2 | 91694300 | 17.0 | 7.3 | 2.2 | 2 | 220 | XP2-552024 | 93496171 | Y | R9
no cord, speed inverted, will have to move to R9 | 07130944-6040 | 06120818-1240 | PUMP,XP2,R9,2.0HP CONT.,220V,50HZ,2SPD,TEFC,60"GRAY MINI,RW,9&1:30NPSC | 2.0 | 130 | FMXP2 | 91694300 | 17.0 | 7.3 | 2.2 | 2 | 220 | XP2-552024 | 93496171 | Y | R9
no cord, speed inverted | 07130944-6040 | 06120914-1300 | PUMP,XP2,R0,2.0HP CONT.,220V,50HZ,2SPD,60"GRAY MINI,BLK-LO,BRN-HI | 2.0 | 130 | FMXP2 | 91694300 | 17.0 | 7.3 | 2.2 | 2 | 220 | XP2-552024 | 93496171 | Y | R0
no cord, speed inverted | 07130944-6040 | 06120914-1340 | PUMP,XP2,R0,2.0HP CONT.,220V,50HZ,2SPD,60"GRAY MINI,BLK-LO,BRN-HI | 2.0 | 130 | FMXP2 | 91694300 | 17.0 | 7.3 | 2.2 | 2 | 220 | XP2-552024 | 93496171 | Y | R0
no cord | 07130944-6040 | 06120915-1340 | PUMP,XP2,R0,2.0HP CONT.,220V,50HZ,2SPD,D/C,TEFC,96"GRAY MINI | 2.0 | 130 | FMXP2 | 91694300 | 17.0 | 7.3 | 2.2 | 2 | 220 | XP2-552024 | 93496171 | Y | R0
no cord | 07130944-6040 | 06120920-1040 | PUMP,XP2,R0,2.0HP CONT.,220V,50HZ,2SPD,TEFC,120"GRAY MINI | 2.0 | 130 | FMXP2 | 91694300 | 17.0 | 7.3 | 2.2 | 2 | 220 | XP2-552024 | 93496171 | Y | R0
no cord | 07130944-6040 | 06120920-1340 | PUMP,XP2,R0,2.0HP CONT.,220V,50HZ,2SPD,D/C,TEFC,120"GRAY MINI | 2.0 | 130 | FMXP2 | 91694300 | 17.0 | 7.3 | 2.2 | 2 | 220 | XP2-552024 | 93496171 | Y | R0
no cord | 07130944-6040 | 06120922-1340 | PUMP,XP2,R0,2.0HP CONT.,220V,50HZ,2SPD,D/C,TEFC,96"GRAY MINI | 2.0 | 130 | FMXP2 | 91694300 | 17.0 | 7.3 | 2.2 | 2 | 220 | XP2-552024 | 93496171 | Y | R0
no cord, will have to move to R3 | 07130944-6040 | 06120978-1200 | PUMP,XP2,R3,2.0HP CONT.,220V,50HZ,2SPD,TEFC,9&1:30NPSC,79"4P | 2.0 | 130 | FMXP2 | 91694300 | 17.0 | 7.3 | 2.2 | 2 | 220 | XP2-552024 | 93496171 | Y | R3
no cord, will have to move to R3 | 07130944-6040 | 06120978-1210 | PUMP,XP2,R3,2.0HP CONT.,220V,50HZ,2SPD,TEFC,9&1:30NPSC,79"4P | 2.0 | 130 | FMXP2 | 91694300 | 17.0 | 7.3 | 2.2 | 2 | 220 | XP2-552024 | 93496171 | Y | R3
no cord, will have to move to R3 | 07130944-6040 | 06120978-1240 | PUMP,XP2,R3,2.0HP CONT.,220V,50HZ,2SPD,TEFC,9&1:30NPSC,79"4P | 2.0 | 130 | FMXP2 | 91694300 | 17.0 | 7.3 | 2.2 | 2 | 220 | XP2-552024 | 93496171 | Y | R3
no cord (normal impeller) | 07130944-6040 | 06122809-1340 | PUMP,XP2,R0,2.0HP CONT.,220V,50HZ,2SPD,D/C,TEFC,60"GRAY MINI,FINE TUNE | 2.0 |  | FMXP2 | 91694202 |  |  |  | 2 | 220 | XP2-552024 | 93496171 | Y | R0
no cord, will have to move to R3 (normal impeller) | 07130944-6040 | 06122811-1340 | PUMP,XP2,R3,2.0HP CONT.,220V,50HZ,2SPD,D/C,60"GRAY MINI,TEFC,9&1:30NPSC,TRM IMP | 2.0 |  | FMXP2 | 91694202 |  |  |  | 2 | 220 | XP2-552024 | 93496171 | Y | R3
no cord, speed inverted, will have to move to R3 (normal impeller) | 07130944-6040 | 06122817-1300 | PUMP,XP2,R3,2.0HP CONT.,220V,50HZ,2SPD,TEFC,60"GRAY MINI,RW,BLK-LO,BRN-HI,TRM IMP | 2.0 | 69 | FMXP2 | 91694202 | 17 | 4.8 | 2.25 | 2 | 220 | XP2-552024 | 93496171 | Y | R3
no cord, speed inverted, will have to move to R3 (normal impeller) | 07130944-6040 | 06122817-1340 | PUMP,XP2,R3,2HP CONT.,220V,50HZ,2SPD,TEFC,60"GRAY MINI,RW,BLK-LO,BRN-HI,TRM IMP | 2.0 | 69 | FMXP2 | 91694202 | 17 | 4.8 | 2.25 | 2 | 220 | XP2-552024 | 93496171 | Y | R3
| 07140947-6340 | 06125001-1240 | PUMP,XP2,R0,2.5HP CONT.,220V,50HZ,2SPD,TEFC,48"GRAY MINI | 2.5 | 160 | FMXP2 | 91694400 | 15.1 | 9.2 | 3.2 | 2 | 220 | XP2-552524 | 93496180 | Y | R0
| 07140947-6340 | 06125002-6340 | PUMP,XP2,R0,2.5HP CONT.,220V,50HZ,2SPD,TEFC,60"GRAY MINI,SUNBELT | 2.5 | 160 | FMXP2 | 91694400 | 13.1 | 10 | 2.6 | 2 | 220 | XP2-902524 | 93556595 | Y | R0
| 07140947-6340 | 06125003-6040 | PUMP,XP2,R0,2.5HP CONT.,220V,50HZ,2SPD,TEFC,72"4P,SUNBELT | 2.5 | 160 | FMXP2 | 91694400 | 13.1 | 10 | 2.6 | 2 | 220 | XP2-902524 | 93556595 | Y | R0
| 07140947-6340 | 06125003-6340 | PUMP,XP2,R0,2.5HP CONT.,220V,50HZ,2SPD,TEFC,72"4P,SUNBELT | 2.5 | 160 | FMXP2 | 91694400 | 13.1 | 10 | 2.6 | 2 | 220 | XP2-902524 | 93556595 | Y | R0
| 07140947-6340 | 06125809-1240 | PUMP,XP2,R0,2.5HP CONT.,220V,50HZ,2SPD,D/C,TEFC,60"GRAY MINI | 2.5 | 160 | FMXP2 | 91694400 | 15.1 | 9.2 | 3.2 | 2 | 220 | XP2-552524 | 93496180 | Y | R0
no cord, 2 speed | 05320010-6340 | 06126000-4040 | PUMP,XP2,R0,1.5HP CONT.,220V,50HZ,1SPD,TEFC,48"GRAY MINI,WIRED TO HIGH | 1.5 | 130 | FMXP2 | 91694251 | 13.1 | 6.2 | 0 | 1 | 220 | XP2-551514 | 93503380 | Y | R0
no cord (normal impeller) | 07130944-6040 | 06126809-1340 | PUMP,XP2,R0,2.0HP CONT.,220V,50HZ,2SPD,D/C,TEFC,60"GRAY MINI,TRM IMP | 2.0 | 95 | FMXP2 | 91694251 | 17 | 5.9 | 2.3 | 2 | 220 | XP2-552024 | 93496171 | Y | R0
no cord | 07130944-6040 | 06126815-2000 | PUMP,XP2,R0,2.0HP CONT.,220V,50HZ,2SPD,D/C,TEFC,60"TUV | 2.0 |  | FMXP2 |  |  |  |  | 2 | 220 |  |  | N | R0
no cord | 07130944-6040 | 06126815-2300 | PUMP,XP2,R0,2.0HP CONT.,220V,50HZ,2SPD,D/C,TEFC,60"TUV | 2.0 |  | FMXP2 |  |  |  |  | 2 | 220 |  |  | Y | R0
no cord | 05320010-6340 | 06128748-1040 | PUMP,XP2,R0,1.5HP CONT.,220V,50HZ,2SPD,D/C,48"GRAYMINI | 1.5 | 114 | FMXP2 | 91694252 | 14.4 | 7.8 | 2.5 | 2 | 220 | XP2-551523 | 93495170 | Y | R0
no cord | 05320010-6340 | 06128748-1340 | PUMP,XP2,R0,1.5HP CONT.,220V,50HZ,2SPD,D/C,48"GRAYMINI | 1.5 | 114 | FMXP2 | 91694252 | 14.4 | 7.8 | 2.5 | 2 | 220 | XP2-551523 | 93495170 | Y | R0
no cord | 07130944-6040 | 06130001-1300 | *OBS*PUMP,XP2.R0,2.0HP CONT.,220V,50HZ,2SPD,D/C,TEFC,60"TUV,VITON,HSD | 2.0 | 130 | FMXP2 | 91694300 | 17.0 | 7.3 | 2.2 | 2 | 220 | XP2-552024 | 93496171 | Y | R0
no cord | 07130944-6040 | 06130002-1340 | PUMP,XP2,R0,2.0HP CONT.,220V,50HZ,2SPD,D/C,TEFC,96"4P,RED WE | 2.0 | 130 | FMXP2 | 91694300 | 17.0 | 7.3 | 2.2 | 2 | 220 | XP2-552024 | 93496171 | Y | R0
no cord | 07130944-6040 | 06130003-6340 | PUMP,XP2,R0,2.0HP CONT.,220V,50HZ,2SPD,D/C,TEFC,96"4P,RED WE | 2.0 |  | FMXP2 |  |  |  |  | 2 | 220 |  |  | Y | R0
no cord | 07130944-6040 | 06130004-1240 | PUMP,XP2,R0,2.0HP CONT.,220V,50HZ,2SPD,TEFC,79"4P,L/WR | 2.0 | 130 | FMXP2 | 91694300 | 13.6 | 6.8 | 2.3 | 2 | 220 | XP2-552024 | 93496171 | Y | R0
will have to move to R3 | 07130944-6040 | 06130008-1300 | PUMP,XP2,R3,2.0HP CONT.,220V,50HZ,2SPD,TEFC,1:30&9NPSC,SUNDANCE | 2.0 | 130 | FMXP2 | 91694300 | 17.0 | 7.3 | 2.2 | 2 | 220 | XP2-552024 | 93496171 | N | R3
will have to move to R9 | 07130944-6040 | 06130009-1300 | PUMP,XP2,R9,2.0HP CONT.,220V,50HZ,2SPD,TEFC,1:30&9NPSC,SUNDANCE | 2.0 | 130 | FMXP2 | 91694300 | 17.0 | 7.3 | 2.2 | 2 | 220 | XP2-552024 | 93496171 | N | R9
| 07130944-6040 | 06130010-1300 | PUMP,XP2,R0,2.0HP CONT.,220V,50HZ,2SPD,TEFC,SUNDANCE | 2.0 | 130 | FMXP2 | 91694300 | 17.0 | 7.3 | 2.2 | 2 | 220 | XP2-552024 | 93496171 | N | R0
no cord, will have to move to R9 | 07130944-6040 | 06130167-6300 | PUMP,XP2,R9,2.0HP CONT.,220V,50HZ,2SPD,D/C,48"MINI,1:30&9NPSC,WIRE TO HIGH | 2.0 | 103 | FMXP2 | 91694300 | 18.3 | 6.5 | 1.5 | 2 | 220 | XP2-902024 | 93556490 | Y | R9
no cord, will have to move to R9 | 07130944-6040 | 06130167-6340 | PUMP,XP2,R9,2.0HP CONT.,220V,50HZ,2SPD,D/C,48"MINI,1:30&9NPSC,WIRE TO HIGH | 2.0 | 103 | FMXP2 | 91694300 | 18.3 | 6.5 | 1.5 | 2 | 220 | XP2-902024 | 93556490 | Y | R9
will have to move to R9 | 07130944-6040 | 06130223-2300 | PUMP,XP2,R9,2.0HP CONT.,220V,50HZ,2SPD,S/C,1:30&9NPSC | 2.0 | 155 | FMXP2 | 91694300 | 12.9 | 7.0 | 2.8 | 2 | 220 | XP2-552023 | 93526170 | N | R9
no cord | 07130944-6040 | 06130343-1340 | PUMP,XP2,R0,2.0HP CONT.,220V,50HZ,2SPD,D/C,TEFC,60"4P,6NPT | 2.0 | 130 | FMXP2 | 91694300 | 17.0 | 7.3 | 2.2 | 2 | 220 | XP2-552024 | 93496171 | Y | R0
no cord | 07130944-6040 | 06130824-1300 | PUMP,XP2,R0,2.0HP CONT.,220V,50HZ,2SPD,D/C,TEFC,60"GRAY MINI,VITON | 2.0 | 130 | FMXP2 | 91694300 | 17.0 | 7.3 | 2.2 | 2 | 220 | XP2-552024 | 93496171 | Y | R0
Watkins/Caldera | n/a contact spa manufactuer | 06130941-1300 | PUMP,XP2,R0,2.0HP CONT.,220V,50HZ,2SPD,D/C,60",RW/BLK-HI,,WATKINS#0965901 | 2.0 | 125 | FMXP2 | 91694300 | 17.3 | 7.9 | 3.0 | 2 | 220 | XP2-552024 | 93496170 | Y | R0
Watkins/Caldera | n/a contact spa manufactuer | 06130942-1300 | PUMP,XP2,R0,2.0HP CONT.,220V,50HZ,2SPD,D/C,16/4,60",RING,WATKINS#0965901 | 2.0 | 125 | FMXP2 | 91694300 | 17.3 | 7.9 | 3.0 | 2 | 220 | XP2-552024 | 93496170 | Y | R0
no cord | 07130944-6040 | 06130944-1040 | PUMP,XP2,R0,2.0HP CONT.,220V,50HZ,2SPD,D/C,TEFC,72"4P | 2.0 | 130 | FMXP2 | 91694300 | 17.0 | 7.3 | 2.2 | 2 | 220 | XP2-552024 | 93496171 | Y | R0
no cord | 07130944-6040 | 06130944-1340 | PUMP,XP2,R0,2.0HP CONT.,220V,50HZ,2SPD,D/C,TEFC,72"4P | 2.0 | 130 | FMXP2 | 91694300 | 17.0 | 7.3 | 2.2 | 2 | 220 | XP2-552024 | 93496171 | Y | R0
no cord | 07130944-6040 | 06130952-1340 | PUMP,XP2,R0,2.0HP CONT.,220V,50HZ,2SPD,D/C,TEFC,72"4P,RED WE | 2.0 | 130 | FMXP2 | 91694300 | 17.0 | 7.3 | 2.2 | 2 | 220 | XP2-552024 | 93496171 | Y | R0
no cord | 07130944-6040 | 06130962-1340 | PUMP,XP2,R0,2.0HP CONT.,220V,50HZ,2SPD,TEFC,96"4P | 2.0 | 130 | FMXP2 | 91694300 | 17.0 | 7.3 | 2.2 | 2 | 220 | XP2-552024 | 93496171 | Y | R0
no cord, will have to move to R3 | 07130944-6040 | 06130989-1200 | PUMP,XP2,R3,2.0HP CONT.,220V,50HZ,2SPD,TEFC,96"GRAY MINI,9&1:30NPSC | 2.0 | 130 | FMXP2 | 91694300 | 17.0 | 7.3 | 2.2 | 2 | 220 | XP2-552024 | 93496171 | Y | R3
| 07140947-6340 | 06140001-6040 | PUMP,XP2,R0,2.5HP CONT.,220V,50HZ,2SPD,TEFC,72"4P, | 2.5 | 160 | FMXP2 | 91694400 | 13.1 | 10 | 2.6 | 2 | 220 | XP2-902524 | 93556595 | Y | R0
| 07140947-6340 | 06140002-6040 | PUMP,XP2,R0,2.5HP CONT.,220V,50HZ,2SPD,TEFC,72" MOLDED 4P | 2.5 | 160 | FMXP2 | 91694400 | 13.1 | 10 | 2.6 | 2 | 220 | XP2-902524 | 93556595 | Y | R0
| 07140947-6340 | 06140916-1240 | PUMP,XP2,R0,2.5HP CONT.,220V,50HZ,2SPD,TEFC,72"GRAY MINI | 2.5 | 160 | FMXP2 | 91694400 | 15.1 | 9.2 | 3.2 | 2 | 220 | XP2-552524 | 93496180 | Y | R0
| 07140947-6340 | 06140945-1340 | PUMP,XP2,R0,2.5HP CONT.,220V,50HZ,2SPD,D/C,TEFC,72"4P | 2.5 | 160 | FMXP2 | 91694400 | 15.1 | 9.2 | 3.2 | 2 | 220 | XP2-552524 | 93496180 | Y | R0
| 07140947-6340 | 06140952-1340 | PUMP,XP2,R0,2.5HP CONT.,220V,50HZ,2SPD,D/C,TEFC,72"4P,RED WE | 2.5 | 160 | FMXP2 | 91694400 | 15.1 | 9.2 | 3.2 | 2 | 220 | XP2-552524 | 93496180 | Y | R0
| 07140947-6340 | 06140952-6040 | PUMP,XP2,R0,2.5HP CONT.,220V,50HZ,2SPD,TEFC,72"4P,RED WET END | 2.5 | 160 | FMXP2 | 91694400 | 13.1 | 10 | 2.6 | 2 | 220 | XP2-902524 | 93556595 | Y | R0
| 07140947-6340 | 06140952-6340 | PUMP,XP2,R0,2.5HP CONT.,220V,50HZ,2SPD,TEFC,72"4P,RED WE | 2.5 | 160 | FMXP2 | 91694400 | 13.1 | 10 | 2.6 | 2 | 220 | XP2-902524 | 93556595 | Y | R0
2 speed | 05320010-6340 | 06515070-2040 | *OBS*PUMP,XP2,R0,2.0MBHP,220V,50HZ,1SPD,D/C, | 1.5 | 107 | FMXP2 | 91694200 | 13.2 | 5.8 | 0 | 1 | 220 | XP2-551513 | 93525070 | N | R0
no cord, 2 speed | 05320010-6340 | 06515176-2040 | *OBS*PUMP,XP2,R0,3.8MBHP,220V,50HZ,1SPD,D/C,48"GRAY MINI | 1.5 | 107 | FMXP2 | 91694200 | 13.2 | 5.8 | 0 | 1 | 220 | XP2-551513 | 93525070 | Y | R0
no cord, 2 speed | 05320010-6340 | 06515176-2340 | *OBS*PUMP,XP2,R0,3.8MBHP,220V,50HZ,1SPD,D/C,48"GRAY MINI | 1.5 | 107 | FMXP2 | 91694200 | 13.2 | 5.8 | 0 | 1 | 220 | XP2-551513 | 93525070 | Y | R0
no cord, 2 speed | 05320010-6340 | 06515741-2340 | *OBS*PUMP,XP2,R0,2.0MBHP,220V,50HZ,1SPD,D/C,48"GRAY MINI | 1.5 | 107 | FMXP2 | 91694200 | 13.2 | 5.8 | 0 | 1 | 220 | XP2-551513 | 93525070 | Y | R0
no cord, 2 speed | 05320010-6340 | 06515747-2340 | *OBS*PUMP,XP2,R0,3.8MBHP,220V,50HZ,1SPD,D/C,48"GRAY MINI, BLK>HOT | 1.5 | 107 | FMXP2 | 91694200 | 13.2 | 5.8 | 0 | 1 | 220 | XP2-551513 | 93525070 | Y | R0
no cord, 2 speed | 05320010-6340 | 06515831-2340 | *OBS*PUMP,XP2,R0,3.8MBHP,220V,50HZ,1SPD,D/C,48"GRAY MINI,6OPEN,9PLUG | 1.5 | 107 | FMXP2 | 91694200 | 13.2 | 5.8 | 0 | 1 | 220 | XP2-551513 | 93525070 | Y | R0
2 speed | 07130944-6040 | 06520003-1040 | PUMP,XP2,R0,2.0HP CONT.,3.25MBHP,220V,50HZ,1SPD,D/C,GRY WE | 2.0 | 112 | FMXP2 | 91694300 | 18 | 6.8 | 0 | 1 | 220 | XP2-552013 | 93496070 | Y | R0
2 speed | 07130944-6040 | 06520003-1340 | PUMP,XP2,R0,2.0HP CONT.,3.25MBHP,220V,50HZ,1SPD,D/C,GRY WE | 2.0 | 112 | FMXP2 | 91694300 | 18 | 6.8 | 0 | 1 | 220 | XP2-552013 | 93496070 | N | R0
no cord, 2 speed | 05320010-6340 | 06520004-2340 | *OBS*PUMP,XP2,R0,3.8MBHP,220V,50HZ,1SPD,D/C,48"4P | 1.5 | 107 | FMXP2 | 91694200 | 13.2 | 5.8 | 0 | 1 | 220 | XP2-551513 | 93525070 | Y | R0
2 speed | 05320010-6340 | 06520006-2340 | PUMP,XP2,R0,3.8MBHP,220V,50HZ,1SPD,D/C | 1.5 | 107 | FMXP2 | 91694200 | 13.2 | 5.8 | 0 | 1 | 220 | XP2-551513 | 93525070 | N | R0
2 speed | 07130944-6040 | 06520070-1000 | PUMP,XP2,R0,3.5MBHP,220V,50HZ,1SPD,D/C | 2.0 | 112 | FMXP2 | 91694300 | 18 | 6.8 | 0 | 1 | 220 | XP2-552013 | 93496070 | N | R0
2 speed | 07130944-6040 | 06520070-1040 | PUMP,XP2,R0,3.5MBHP,220V,50HZ,1SPD,D/C | 2.0 | 112 | FMXP2 | 91694300 | 18 | 6.8 | 0 | 1 | 220 | XP2-552013 | 93496070 | N | R0
2 speed | 07130944-6040 | 06520070-1300 | PUMP,XP2,R0,3.5MBHP,220V,50HZ,1SPD,S/C | 2.0 | 112 | FMXP2 | 91694300 | 18 | 6.8 | 0 | 1 | 220 | XP2-552013 | 93496070 | N | R0
no cord, 2 speed | 07130944-6040 | 06520095-1040 | PUMP,XP2,R0,3.5MBHP,220V,50HZ,1SPD,D/C,60"3P | 2.0 | 112 | FMXP2 | 91694300 | 18 | 6.8 | 0 | 1 | 220 | XP2-552013 | 93496070 | Y | R0
no cord, 2 speed, will have to move to R3 | 07130944-6040 | 06520752-1340 | PUMP,XP2,R3,3.5MBHP,220V,50HZ,1SPD,D/C,48"GRAY MINI,9HSD&1:30 NPSC | 2.0 | 112 | FMXP2 | 91694300 | 18 | 6.8 | 0 | 1 | 220 | XP2-552013 | 93496070 | Y | R3
no cord, 2 speed, will have to move to R9 | 07130944-6040 | 06520753-1340 | PUMP,XP2,R9,2.0HP CONT.,3.25MBHP,220V,50HZ,1SPD,D/C,48"GRAY MINI,1:30HSD,9NPSC | 2.0 | 112 | FMXP2 | 91694300 | 18 | 6.8 | 0 | 1 | 220 | XP2-552013 | 93496070 | Y | R9
no cord, 2 speed, will have to move to R9 | 07130944-6040 | 06520753-1370 | PUMP,XP2,R9,2.0HP CONT.,3.25MBHP,220V,50HZ,1SPD,D/C/,48"GRAY MINI,1:30HSD,9NPSC | 2.0 | 112 | FMXP2 | 91694300 | 18 | 6.8 | 0 | 1 | 220 | XP2-552013 | 93496070 | Y | R9
no cord, 2 speed, will have to move to R9 | 07130944-6040 | 06530753-2370 | PUMP,XP2,R9,2.0HP CONT.,3.4MBHP,220V,50HZ,1SPD,S/C/,48"GRAY MINI,1:30HDS,9NPSC | 2.0 | 160 | FMXP2 | 91694300 | 13.9 | 7.9 | 0 | 1 | 220 | XP2-552013 | 93526070 | Y | R9
no cord | 05320010-6340 | 06615116-1340 | PUMP,XP2,R0,3.0MBHP,220V,50HZ,2SPD,D/C,48"GRAY MINI | 1.5 | 104 | FMXP2 | 91694200 | 13.4 | 7.3 | 2.5 | 2 | 220 | XP2-551523 | 93495170 | Y | R0
no cord | 05320010-6340 | 06615116-2040 | PUMP,XP2,R0,3.0MBHP,220V,50HZ,2SPD,D/C,48"GRAY MINI | 1.5 | 115 | FMXP2 | 91694200 | 15 | 7.9 | 3.1 | 2 | 220 | XP2-551523 | 93525170 | Y | R0
no cord | 05320010-6340 | 06615116-2340 | PUMP,XP2,R0,3.0MBHP,220V,50HZ,2SPD,D/C,48"GRAY MINI | 1.5 | 115 | FMXP2 | 91694200 | 15 | 7.9 | 3.1 | 2 | 230 | XP2-551523 | 93525170 | Y | R0
no cord | 05320010-6340 | 06615168-1040 | PUMP,XP2,R0,2.0MBHP,220V,50HZ,2SPD,D/C.48"MINI | 1.5 | 114 | FMXP2 | 91694252 | 14.4 | 7.8 | 2.5 | 2 | 220 | XP2-551523 | 93495170 | Y | R0
no cord | 05320010-6340 | 06615168-1340 | PUMP,XP2,R0,2.0MBHP,220V,50HZ,2SPD,D/C,48"MINI | 1.5 | 114 | FMXP2 | 91694252 | 14.4 | 7.8 | 2.5 | 2 | 220 | XP2-551523 | 93495170 | Y | R0
| 05320010-6340 | 06615829-1040 | PUMP,XP2,R0,2.0MBHP,220V,50HZ,2SPD,D/C | 1.5 | 114 | FMXP2 | 91694252 | 14.4 | 7.8 | 2.5 | 2 | 220 | XP2-551523 | 93495170 | Y | R0
no cord | 05320010-6340 | 06615830-2340 | PUMP,XP2,R0,3.0MBHP,220V,50HZ,2SPD,D/C,48"GRAY MINI,6OPEN,9PLUG | 1.5 | 115 | FMXP2 | 91694200 | 15 | 7.9 | 3.1 | 2 | 220 | XP2-551523 | 93525170 | Y | R0
| 05320010-6340 | 06615906-1040 | PUMP,XP2,R0,2.0MBHP,220V,50HZ,2SPD,D/C | 1.5 | 114 | FMXP2 | 91694252 | 14.4 | 7.8 | 2.5 | 2 | 220 | XP2-551523 | 93495170 | Y | R0
| 07130944-6040 | 06620004-1040 | PUMP,XP2,R0,2.0HP CONT.,3.25MBHP,220V,50HZ,2SPD,D/C,GRY WE | 2.0 | 125 | FMXP2 | 91694300 | 17.3 | 7.9 | 3.0 | 2 | 220 | XP2-552024 | 93496170 | Y | R0
| 07130944-6040 | 06620004-1340 | PUMP,XP2,R0,2.0HP CONT.,3.25MBHP,220V,50HZ,2SPD,D/C,GRY WE | 2.0 | 125 | FMXP2 | 91694300 | 17.3 | 7.9 | 3.0 | 2 | 220 | XP2-552024 | 93496170 | Y | R0
no cord | 05320010-6340 | 06620007-1340 | PUMP,XP2,R0,3.0MBHP,220V,50HZ,2SPD,D/C,48"4P | 1.5 | 104 | FMXP2 | 91694200 | 13.4 | 7.3 | 2.5 | 2 | 220 | XP2-551523 | 93495170 | Y | R0
| 05320010-6340 | 06620009-1340 | PUMP,XP2,R0,3.0MBHP,220V,50HZ,2SPD,D/C | 1.5 | 104 | FMXP2 | 91694200 | 13.4 | 7.3 | 2.5 | 2 | 220 | XP2-551523 | 93495170 | N | R0
| 07130944-6040 | 06620070-1000 | PUMP,XP2,R0,3.6MBHP,220V,50HZ,2SPD,D/C | 2.0 | 125 | FMXP2 | 91694300 | 17.3 | 7.9 | 3.0 | 2 | 220 | XP2-552024 | 93496170 | N | R0
| 07130944-6040 | 06620070-1040 | PUMP,XP2,R0,3.6MBHP,220V,50HZ,2SPD,D/C | 2.0 | 125 | FMXP2 | 91694300 | 17.3 | 7.9 | 3.0 | 2 | 220 | XP2-552024 | 93496170 | N | R0
| 07130944-6040 | 06620070-1340 | PUMP,XP2,R0,3.6MBHP,220V,50HZ,2SPD,D/C | 2.0 | 125 | FMXP2 | 91694300 | 17.3 | 7.9 | 3.0 | 2 | 220 | XP2-552024 | 93496170 | N | R0
no cord | 07130944-6040 | 06620079-1000 | PUMP,XP2,R0,3.6MBHP,220V,50HZ,2SPD,D/C,60"4P | 2.0 | 125 | FMXP2 | 91694300 | 17.3 | 7.9 | 3.0 | 2 | 220 | XP2-552024 | 93496170 | Y | R0
no cord | 07130944-6040 | 06620079-1040 | PUMP,XP2,R0,3.6MBHP,220V,50HZ,2SPD,D/C,60"4P | 2.0 | 125 | FMXP2 | 91694300 | 17.3 | 7.9 | 3.0 | 2 | 220 | XP2-552024 | 93496170 | Y | R0
no cord | 07130944-6040 | 06620079-1300 | PUMP,XP2,R0,3.6MBHP,220V,50HZ,2SPD,D/C,60"4P | 2.0 | 125 | FMXP2 | 91694300 | 17.3 | 7.9 | 3.0 | 2 | 220 | XP2-552024 | 93496170 | Y | R0
no cord | 07130944-6040 | 06620116-1040 | PUMP,XP2,R0,3.6MBHP,220V,50HZ,2SPD,D/C,96"GRAY MINI | 2.0 | 125 | FMXP2 | 91694300 | 17.3 | 7.9 | 3.0 | 2 | 220 | XP2-552024 | 93496170 | Y | R0
no cord | 07130944-6040 | 06620168-1040 | PUMP,XP2,R0,3.6MBHP,220V,50HZ,2SPD,D/C,48"MINI | 2.0 | 125 | FMXP2 | 91694300 | 17.3 | 7.9 | 3.0 | 2 | 220 | XP2-552024 | 93496170 | Y | R0
no cord | 07130944-6040 | 06620168-1340 | PUMP,XP2,R0,3.6MBHP,220V,50HZ,2SPD,D/C,48"MINI | 2.0 | 125 | FMXP2 | 91694300 | 17.3 | 7.9 | 3.0 | 2 | 220 | XP2-552024 | 93496170 | Y | R0
no cord, speed inverted, will have to move to R3 | 07130944-6040 | 06620176-1304 | PUMP,XP2,R3,2.0HP CONT.,3.25MBHP,220V,50HZ,2SP,D/C,48"GRAY MINI,9HSD,1:30NPSC,RW | 2.0 | 125 | FMXP2 | 91694300 | 17.3 | 7.9 | 3.0 | 2 | 220 | XP2-552024 | 93496170 | Y | R3
no cord, speed inverted, will have to move to R3 | 07130944-6040 | 06620176-1340 | PUMP,XP2,R3,2.0HP CONT.,3.25MBHP,220V,50HZ,2SP,D/C,48"GRAY MINI,9HSD,1:30NPSC,RW | 2.0 | 125 | FMXP2 | 91694300 | 17.3 | 7.9 | 3.0 | 2 | 220 | XP2-552024 | 93496170 | Y | R3
no cord, speed inverted, will have to move to R3 | 07130944-6040 | 06620176-1370 | PUMP,XP2,R3,2.0HP CONT.,3.25MBHP,220V,50HZ,2SP,D/C,48"GRAY MINI,9HSD,1:30NPSC,RW | 2.0 | 125 | FMXP2 | 91694300 | 17.3 | 7.9 | 3.0 | 2 | 220 | XP2-552024 | 93496170 | Y | R3
no cord, will have to move to R3 | 07130944-6040 | 06620547-1040 | PUMP,XP2,R3,3.6MBHP,220V,50HZ,2SPD,D/C,36"4P,9&1:30NPSC | 2.0 | 125 | FMXP2 | 91694300 | 17.3 | 7.9 | 3.0 | 2 | 220 | XP2-552024 | 93496170 | Y | R3
no cord | 07130944-6040 | 06620748-1304 | PUMP,XP2,R0,3.6MBHP,220V,50HZ,2SPD,D/C,48"GRAY MINI,9HSD&6NPSC | 2.0 | 125 | FMXP2 | 91694300 | 17.3 | 7.9 | 3.0 | 2 | 220 | XP2-552024 | 93496170 | Y | R0
no cord | 07130944-6040 | 06620833-1304 | PUMP,XP2,R0,3.6MBHP,220V,50HZ,2SPD,D/C,48"GRAY MINI,6&9NPSC | 2.0 | 125 | FMXP2 | 91694300 | 17.3 | 7.9 | 3.0 | 2 | 220 | XP2-552024 | 93496170 | Y | R0
no cord, will have to move to R3 | 07130944-6040 | 06620844-1300 | PUMP,XP2,R3,3.6MBHP,220V,50HZ,2SPD,D/C,60"4P, 9NPT,6NPSC | 2.0 | 125 | FMXP2 | 91694300 | 17.3 | 7.9 | 3.0 | 2 | 220 | XP2-552024 | 93496170 | Y | R3
| n/a | 06622977-2040 | PUMP,XP2,R0,2.0MBHP,100V,50HZ,2SPD,D/C,60"4P,BLK-HI,RED-LOW | 1.0 |  | FMXP2 | 91694202 |  |  |  | 2 | 100 | XP2-551025 | 93523371 | Y | R0
no cord, will have to move to R3 | 07130944-6040 | 06630176-1304 | PUMP,XP2,R3,3.6MBHP,220V,50HZ,2SPD,D/C,48"GRAY MINI,1:30NPSC | 2.0 | 125 | FMXP2 | 91694300 | 17.3 | 7.9 | 3.0 | 2 | 220 | XP2-552024 | 93496170 | Y | R3
no cord, will have to move to R3 | 07130944-6040 | 06630176-2370 | PUMP,XP2,R3,2.0HP CONT.,3.4MBHP,220V,50HZ,2SPD,S/C,48"GRAY MINI,9 HSD,1:30 NPSC | 2.0 | 155 | FMXP2 | 91694300 | 12.9 | 7.0 | 2.8 | 2 | 220 | XP2-552023 | 93526170 | Y | R3
no cord, speed inverted, will have to move to R3 | 07130944-6040 | 06630938-1370 | PUMP,XP2,R3,3.6MBHP,220V,50HZ,2SPD,D/C,48"GRAY MINI,HSD@9,1:30NPSC,RW | 2.0 | 125 | FMXP2 | 91694300 | 17.3 | 7.9 | 3.0 | 2 | 220 | XP2-552024 | 93496170 | Y | R3
no cord, 2 speed | 05320010-6340 | 07020001-6040 | PUMP,XP2,R0,1.5HP CONT.,220V,50HZ,1SPD,TEFC,80"AUS/NZ | 1.5 | 110 | FMXP2 | 91694200 | 13.4 | 4.9 | 0 | 1 | 220 | XP2-801514 | 93555080 | Y | R0
no cord, 2 speed | 05320010-6340 | 07020001-6340 | PUMP,XP2,R0,1.5HP CONT.,220V,50HZ,1SPD,TEFC,80"AUS/NZ | 1.5 | 110 | FMXP2 | 91694200 | 13.4 | 4.9 | 0 | 1 | 220 | XP2-801514 | 93555080 | Y | R0
no cord, 2 speed | 05320010-6340 | 07020002-2340 | PUMP,XP2,R0,1.5HP CONT.,220V,50HZ,1SPD,TEFC,80"AUS/NZ | 1.5 | 107 | FMXP2 | 91694200 | 13.2 | 5.8 | 0 | 1 | 220 | XP2-551513 | 93525070 | Y | R0
no cord, 2 speed | 05320010-6340 | 07020003-6040 | PUMP,XP2,R0,1.5HP CONT.,220V,50HZ,1SPD,TEFC,72" MOLDED 4P | 1.5 | 110 | FMXP2 | 91694200 | 13.4 | 4.9 | 0 | 1 | 220 | XP2-801514 | 93555080 | Y | R0
no cord, 2 speed, will have to move to R3 | 05320010-6340 | 07020803-6340 | PUMP,XP2,R3,1.5HP CONT.,220V,50HZ,1SPD,TEFC,48"GRAY MINI,VITON,9&1:30NPSC | 1.5 | 110 | FMXP2 | 91694200 | 13.4 | 4.9 | 0 | 1 | 220 | XP2-801514 | 93555080 | Y | R3
no cord, 2 speed (normal impeller) | 07130944-6040 | 07026000-6300 | PUMP,XP2,R0,2.0HP CONT.,220V,50HZ,1SPD,TEFC,96"GRAY MINI,4251 IMP | 2.0 | 105 | FMXP2 | 91694251 | 16 | 6.0 | 0 | 1 | 220 | XP2-802014 | 93556000 | Y | R0
no cord, 2 speed (normal impeller) | 07130944-6040 | 07026000-8300 | PUMP,XP2,R0,2.0HP CONT.,220V,50HZ,1SPD,TEFC,96"GRAY MINI,4251 IMP | 2.0 | 130 | FMXP2 | 91694251 | 13.3 | 6.9 | 0 | 1 | 220 | XP2-802014 | 93546000 | Y | R0
no cord, 2 speed | 07130944-6040 | 07026007-8340 | PUMP,XP2,R0,2.0HP CONT.,220V,50HZ,1SPD,TEFC,120"4P | 2.0 | 130 | FMXP2 | 91694251 | 13.3 | 6.9 | 0 | 1 | 220 | XP2-802014 | 93546000 | Y | R0
2 speed motor | 07140947-6340 | 07027801-6340 | PUMP,XP2,R0,2.5HP CONT.,220V,50HZ,1SPD,TEFC,120"GRAY MINI,VITON | 2.5 | 140 | FMXP2 | 91694253 | 14.2 | 7.0 | 0 | 1 | 220 | XP2-902514 | 93556590 | Y | R0
no cord, 2 speed (normal impeller) | 07130944-6040 | 07028000-6340 | PUMP,XP2,R0,2.0HP CONT.,220V,50HZ,1SPD,TEFC,72"GRAY MINI,1.5HP IMP,L/WR | 2.0 | 110 | FMXP2 | 91694252 | 12.8 | 5.2 | 0 | 1 | 220 | XP2-802014 | 93556000 | Y | R0
no cord, 2 speed | 07130944-6040 | 07030000-6040 | PUMP,XP2,R0,2.0HP CONT.,220V,50HZ,1SPD,TEFC,72"MOLDED 4P | 2.0 | 130 | FMXP2 | 91694300 | 15.3 | 7.3 | 0 | 1 | 220 | XP2-802014 | 93556000 | Y | R0
no cord, 2 speed | 07130944-6040 | 07030000-6340 | PUMP,XP2,R0,2.0HP CONT.,220V,50HZ,1SPD,TEFC,72"MOLDED 4P | 2.0 | 130 | FMXP2 | 91694300 | 15.3 | 7.3 | 0 | 1 | 220 | XP2-802014 | 93556000 | Y | R0
no cord, 2 speed | 07130944-6040 | 07030000-8340 | PUMP,XP2,R0,2.0HP CONT.,220V,50HZ,1SPD,TEFC,72"MOLDED 4P | 2.0 | 170 | FMXP2 | 91694300 | 11.2 | 8.0 | 0 | 1 | 220 | XP2-802014 | 93546000 | Y | R0
no cord, 2 speed | 07130944-6040 | 07030001-6300 | *OBS*PUMP,XP2,R0,2.0HP CONT.,220V,50HZ,1SPD,TEFC,48"TUV,HSD | 2.0 | 130 | FMXP2 | 91694300 | 15.3 | 7.3 | 0 | 1 | 220 | XP2-802014 | 93556000 | Y | R0
no cord, 2 speed | 07130944-6040 | 07030002-6000 | PUMP,XP2,R0,2.0HP CONT.,220V,50HZ,1SPD,TEFC,48"GRAY MINI,1:30,6&9NPSC | 2.0 | 130 | FMXP2 | 91694300 | 15.3 | 7.3 | 0 | 1 | 220 | XP2-802014 | 93556000 | Y | R0
| n/a contact spa manufactuer | 07030003-6000 | PUMP,XP2,R1:30,2.0HP CONT.,220V,50HZ,1SPD,TEFC,1:30&9:00 NPSC | 2.0 | 130 | FMXP2 | 91694300 | 15.3 | 7.3 | 0 | 1 | 220 | XP2-802014 | 93556000 | N | R1:30
no cord, 2 speed | 07130944-6040 | 07030004-6340 | PUMP,XP2,R0,2.0HP CONT.,220V,50HZ,1SPD,TEFC,72"4P,L/WR | 2.0 | 140 | FMXP2 | 91694300 | 12.1 | 7.1 | 0 | 1 | 220 | XP2-802014 | 93556000 | Y | R0
no cord, 2 speed | 07130944-6040 | 07030005-6300 | PUMP,XP2,R0,2.0HP CONT.,220V,50HZ,1SPD,TEFC,72"4P,VITON,LEISURE BAY | 2.0 | 130 | FMXP2 | 91694300 | 15.3 | 7.3 | 0 | 1 | 220 | XP2e-802014 | 93556000 | Y | R0
no cord, 2 speed, will have to move to R3 | 07130944-6040 | 07030807-6300 | PUMP,XP2,R3,2.0HP CONT.,220V,50HZ,1SPD,TEFC,72"GRAY MINI,9&1:30NPSC | 2.0 | 130 | FMXP2 | 91694300 | 15.3 | 7.3 | 0 | 1 | 220 | XP2-802014 | 93556000 | Y | R3
2 speed | 07130944-6040 | 07030840-8300 | PUMP,XP2,R0,2.0HP CONT.,220V,50HZ,1SPD,TEFC,SUNDANCE | 2.0 | 170 | FMXP2 | 91694300 | 11.2 | 8.0 | 0 | 1 | 220 | XP2-802014 | 93546000 | N | R0
2 speed, will have to move to R9 | 07130944-6040 | 07030841-8300 | PUMP,XP2,R9,2.0HP CONT.,220V,50HZ,1SPD,TEFC,1:30&9NPSC,SUNDANCE | 2.0 | 170 | FMXP2 | 91694300 | 11.2 | 8.0 | 0 | 1 | 220 | XP2-802014 | 93546000 | N | R9
Sundance | n/a contact spa manufactuer | 07030842-8200 | PUMP,XP2,R1:30,2.0HP CONT.,220V,50HZ,1SPD,TEFC,1:30&9NPSC,SUNDANCE | 2.0 |  | FMXP2 |  |  |  |  | 1 | 220 |  |  |  | R1:30
2 speed, will have to move to R3 | 07130944-6040 | 07030843-8300 | PUMP,XP2,R3,2.0HP CONT.,220V,50HZ,1SPD,TEFC,9&1:30NPSC,SUNDANCE | 2.0 | 170 | FMXP2 | 91694300 | 11.2 | 8.0 | 0 | 1 | 220 | XP2-802014 | 93546000 | N | R3
Watkins/Caldera | n/a contact spa manufactuer | 07030940-6300 | *OBS*PUMP,56FR,XP2,R0,2.0HP CONT.,220V,50HZ,1SPD,D/C,60"RNG,WATKINS#0964901 | 2.0 | 130 | FMXP2 | 91694300 | 15.3 | 7.3 | 0 | 1 | 220 | XP2-802014 | 93556000 | Y | R0
no cord, 2 speed | 07130944-6040 | 07030961-6340 | PUMP,XP2,R0,2.0HP CONT.,220V,50HZ,1SPD,TEFC,96"4P | 2.0 | 130 | FMXP2 | 91694300 | 15.3 | 7.3 | 0 | 1 | 220 | XP2-802014 | 93556000 | Y | R0
no cord, 2 speed | 07130944-6040 | 07030975-6340 | PUMP,XP2,2.0HP CONT.,220V,50HZ,1SPD,TEFC,80"AUS/NZ,RINGS | 2.0 | 130 | FMXP2 | 91694300 | 15.3 | 7.3 | 0 | 1 | 220 | XP2-802014 | 93556000 | Y | R0
2 speed motor | 07140947-6340 | 07040001-6340 | PUMP,XP2,R0,2.5HP CONT.,220V,50HZ,1SPD,TEFC,96"4P,RED WE | 2.5 | 125 | FMXP2 | 91694400 | 18 | 8.3 | 0 | 1 | 220 | XP2-902514 | 93556590 | Y | R0
2 speed motor | 07140947-6340 | 07040001-8340 | PUMP,XP2,R0,2.5HP CONT.,220V,50HZ,1SPD,TEFC,96"4P,RED WE | 2.5 | 180 | FMXP2 | 91694400 | 12 | 9.0 | 0 | 1 | 220 | XP2-902514 | 93546590 | Y | R0
2 speed motor | 07140947-6340 | 07040002-6340 | PUMP,XP2,R0,2.5HP CONT.,220V,50HZ,1SPD,TEFC,96"4P | 2.5 | 125 | FMXP2 | 91694400 | 18 | 8.3 | 0 | 1 | 220 | XP2-902514 | 93556590 | Y | R0
2 speed motor | 07140947-6340 | 07040003-6040 | PUMP,XP2,R0,2.5HP CONT.,220V,50HZ,1SPD,TEFC,72" MOLDED 4P | 2.5 | 125 | FMXP2 | 91694400 | 18 | 8.3 | 0 | 1 | 220 | XP2-902514 | 93556590 | Y | R0
2 speed motor | 07140947-6340 | 07040003-6340 | PUMP,XP2,R0,2.5HP CONT.,220V,50HZ,1SPD,TEFC,72" MOLDED 4P | 2.5 | 125 | FMXP2 | 91694400 | 18 | 8.3 | 0 | 1 | 220 | XP2-902514 | 93556590 | Y | R0
2 speed motor | 07140947-6340 | 07040004-6340 | PUMP,XP2,R0,2.5HP CONT.,220V,50HZ,1SPD,TEFC,48"GRAY MINI | 2.5 | 125 | FMXP2 | 91694400 | 18 | 8.3 | 0 | 1 | 220 | XP2-902514 | 93556590 | Y | R0
2 speed motor | 07140947-6340 | 07040927-6340 | PUMP,XP2,R0,2.5HP CONT.,220V,50HZ,1SPD,TEFC,240"4P | 2.5 | 125 | FMXP2 | 91694400 | 18 | 8.3 | 0 | 1 | 220 | XP2-902514 | 93556590 | Y | R0
2 speed motor | 07140947-6340 | 07040932-6040 | PUMP,XP2,R0,2.5HP CONT.,220V,50HZ,1SPD,TEFC,48"HQ MINI | 2.5 | 125 | FMXP2 | 91694400 | 18 | 8.3 | 0 | 1 | 220 | XP2-902514 | 93556590 | Y | R0
2 speed motor | 07140947-6340 | 07040932-6340 | PUMP,XP2,R0,2.5HP CONT.,220V,50HZ,1SPD,TEFC,48"HQ MINI | 2.5 | 125 | FMXP2 | 91694400 | 18 | 8.3 | 0 | 1 | 220 | XP2-902514 | 93556590 | Y | R0
2 speed motor | 07140947-6340 | 07040939-6040 | PUMP,XP2,R0,2.5HP CONT.,220V,50HZ,1SPD,TEFC,72"MOLDED 4P | 2.5 | 125 | FMXP2 | 91694400 | 18 | 8.3 | 0 | 1 | 220 | XP2-902514 | 93556590 | Y | R0
2 speed motor | 07140947-6340 | 07040939-6340 | PUMP,XP2,R0,2.5HP CONT.,220V,50HZ,1SPD,TEFC,72"MOLDED 4P | 2.5 | 125 | FMXP2 | 91694400 | 18 | 8.3 | 0 | 1 | 220 | XP2-902514 | 93556590 | Y | R0
2 speed motor | 07140947-6340 | 07040939-8340 | PUMP,XP2,R0,2.5HP CONT.,220V,50HZ,1SPD,TEFC,72"MOLDED 4P | 2.5 | 180 | FMXP2 | 91694400 | 12 | 9.0 | 0 | 1 | 220 | XP2-902514 | 93546590 | Y | R0
Watkins/Caldera | n/a contact spa manufactuer | 07040940-6300 | *OBS*PUMP,56FR,XP2,R0,2.5HP,220V,50HZ,1SPD,TEFC,STD,60"RING,WATKINS#0964101 | 2.5 | 125 | FMXP2 | 91694400 | 18 | 8.3 | 0 | 1 | 220 | XP2-902514 | 93556590 | Y | R0
Watkins/Caldera | n/a contact spa manufactuer | 07040941-6300 | *OBS*PUMP,56FR,XP2,R9,2.5HP CONT.,220V,50HZ,1SPD,D/C,60"RNG,WATKINS#0964301 | 2.5 | 125 | FMXP2 | 91694400 | 18 | 8.3 | 0 | 1 | 220 | XP2-902514 | 93556590 | Y | R9
2 speed motor | 07140947-6340 | 07040948-6340 | PUMP,XP2,R0,2.5HP CONT.,220V,50HZ,1SPD,TEFC,240"4P,RED WE | 2.5 | 125 | FMXP2 | 91694400 | 18 | 8.3 | 0 | 1 | 220 | XP2-902514 | 93556590 | Y | R0
2 speed motor | 07140947-6340 | 07040948-8340 | PUMP,XP2,R0,2.5HP CONT.,220V,50HZ,1SPD,TEFC,240"4P,RED WE | 2.5 | 180 | FMXP2 | 91694400 | 12 | 9.0 | 0 | 1 | 220 | XP2-902514 | 93546590 | Y | R0
2 speed motor | 07140947-6340 | 07040949-6340 | PUMP,XP2,R0,2.5HP CONT.,220V,50HZ,1SPD,TEFC,36"4P | 2.5 | 125 | FMXP2 | 91694400 | 18 | 8.3 | 0 | 1 | 220 | XP2-902514 | 93556590 | Y | R0
2 speed motor | 07140947-6340 | 07040956-6340 | PUMP,XP2,R0,2.5HP CONT.,220V,50HZ,1SPD,TEFC,72"4P,RED WE | 2.5 | 125 | FMXP2 | 91694400 | 18 | 8.3 | 0 | 1 | 220 | XP2-902514 | 93556590 | Y | R0
2 speed motor | 07140947-6340 | 07040975-6040 | PUMP,XP2,R0,2.5HP CONT.,220V,50HZ,1SPD,TEFC,80"AUS/NZ | 2.5 | 125 | FMXP2 | 91694400 | 18 | 8.3 | 0 | 1 | 220 | XP2-902514 | 93556590 | Y | R0
2 speed motor | 07140947-6340 | 07040975-6340 | PUMP,XP2,R0,2.5HP CONT.,220V,50HZ,1SPD,TEFC,80"AUS/NZ | 2.5 | 125 | FMXP2 | 91694400 | 18 | 8.3 | 0 | 1 | 220 | XP2-902514 | 93556590 | Y | R0
no cord (normal impeller) | 07130944-6040 | 07115000-6300 | PUMP,XP2,R0,2.0HP CONT.,220V,50HZ,2SPD,TEFC,96"GRAY MINI,4150 IMP | 2.0 | 75 | FMXP2 | 91694150 | 14.4 | 4.5 | 1.2 | 2 | 220 | XP2e-902024 | 93556490 | Y | R0
no cord (normal impeller) | 07130944-6040 | 07115816-6000 | PUMP,XP2,R0,2.0HP CONT.,220V,50HZ,2SPD,TEFC,60"GRAY MINI,4150 IMP | 2.0 | 75 | FMXP2 | 91694150 | 14.4 | 4.5 | 1.2 | 2 | 220 | XP2-902024 | 93556490 | Y | R0
no cord (normal impeller) | 07130944-6040 | 07115816-6300 | PUMP,XP2,R0,2.0HP CONT.,220V,50HZ,2SPD,TEFC,60"GRAY MINI,4150 IMP | 2.0 | 75 | FMXP2 | 91694150 | 14.4 | 4.5 | 1.2 | 2 | 220 | XP2-902024 | 93556490 | Y | R0
| n/a | 07120000-6340 | PUMP,XP2,R0,1/4HP CONT.,220V,50HZ,1SPD,TEFC,96"MINI,WIRE TO LOW SPD ONLY,TUV APPROVED | 1.5 | 100 | FMXP2 | 91694200 | 14.2 | 5.3 | 0 | 1 | 220 | XP2-801514 | 93555380 | Y | R0
no cord | 05320010-6340 | 07120001-6040 | PUMP,XP2,R0,1.5HP CONT.,220V,50HZ,2SPD,TEFC,72" MOLDED 4P,TUV APPROVED | 1.5 | 100 | FMXP2 | 91694200 | 14.2 | 5.3 | 1.3 | 2 | 220 | XP2-801524 | 93555380 | Y | R0
no cord | 05320010-6340 | 07120001-6340 | PUMP,XP2,R0,1.5HP CONT.,220V,50HZ,2SPD,TEFC,72" MOLDED 4P,TUV APPROVED | 1.5 | 100 | FMXP2 | 91694200 | 14.2 | 5.3 | 1.3 | 2 | 220 | XP2-801524 | 93555380 | Y | R0
no cord, 2 speed | 05320010-6340 | 07120002-6040 | PUMP,XP2,R0,1.5HP CONT.,220V,50HZ,1SPD,TEFC,80"AUS-NZ,WIRE TO HIGH,TUV APPROVED | 1.5 | 100 | FMXP2 | 91694200 | 14.2 | 5.3 | 0 | 2 | 220 | XP2-801524 | 93555380 | Y | R0
no cord, 2 speed | 05320010-6340 | 07120002-6340 | PUMP,XP2,R0,1.5HP CONT., 220V,50HZ,1SPD,TEFC,80"AUS-NZ,WIRE TO HIGH,TUV APPROVED | 1.5 | 100 | FMXP2 | 91694200 | 14.2 | 5.3 | 1.3 | 1 | 220 | XP2-801514 | 93555380 | Y | R0
no cord | 05320010-6340 | 07120003-6040 | PUMP,XP2,R0,1.5HP CONT.,220V,50HZ,2SPD,TEFC,72" MOLDED 4P,WIRE TO HIGH,TUV APPROVED | 1.5 | 100 | FMXP2 | 91694200 | 14.2 | 5.3 | 0 | 2 | 220 | XP2-801524 | 93555380 | Y | R0
no cord, 2 speed, will have to move to R9 | 05320010-6340 | 07120004-6340 | PUMP,XP2,R9,1.5HP CONT.,220V,50HZ,1SPD,TEFC,96"4P,1:30HSD&9NPSC,WIRE TO HIGH,TUV | 1.5 | 100 | FMXP2 | 91694200 | 14.2 | 5.3 | 1.3 | 1 | 220 | XP2-801514 | 93555380 | Y | R9
no cord | 05320010-6340 | 07120005-6340 | PUMP,XP2,R0,1.5HP CONT.,220V,50HZ,2SPD,TEFC,96"GRAY MINI,RW-BROWN/HIGH,TUV APPROVED | 1.5 | 100 | FMXP2E | 91694200 | 14.2 | 5.3 | 1.3 | 2 | 220 | XP2-801524 | 93555380 | Y | R0
no cord, speed inverted | 05320010-6340 | 07120005-8340 | PUMP,XP2,R0,1.5HP CONT.,220V,50HZ,2SPD,TEFC,96"GRAY MINI,RW / BROWN-HIGH | 1.5 | 120 | FMXP2 | 91694200 | 10.4 | 6.0 | 1.5 | 2 | 220 | XP2-801524 | 93545380 | Y | R0
no cord | 05320010-6340 | 07120006-6340 | PUMP,XP2,R0,1.5HP CONT.,220V,50HZ,2SPD,TEFC,72"MOLDED 4P,WIRE TO HIGH SPD,TUV | 1.5 | 100 | FMXP2 | 91694200 | 14.2 | 5.3 | 1.3 | 2 | 220 | XP2-801524 | 93555380 | Y | R0
| 05320010-6340 | 07120007-6040 | PUMP,XP2,R0,1.5HP CONT.,220V,50HZ,2SPD,TEFC,TUV APPROVED | 1.5 | 100 | FMXP2 | 91694200 | 14.2 | 5.3 | 1.3 | 2 | 220 | XP2-801524 | 93555380 | N | R0
no cord | 05320010-6340 | 07120008-6340 | PUMP,XP2,R0,1.5HP CONT.,220V,50HZ,2SPD,TEFC,96"MOLDED 4P,RED WE,TUV APPROVED | 1.5 | 100 | FMXP2 | 91694200 | 14.2 | 5.3 | 1.3 | 2 | 220 | XP2-801524 | 93555380 | Y | R0
no cord | 05320010-6340 | 07120009-6340 | PUMP,XP2,R0,1.5HP CONT.,220V,50HZ,1SPD,TEFC,96"MOLDED 4P,WIRE TO HI,RED WE,TUV | 1.5 | 100 | FMXP2 | 91694200 | 14.2 | 5.3 | 0 | 1 | 220 | XP2-801514 | 93555380 | Y | R0
no cord | 05320010-6340 | 07120917-6340 | PUMP,XP2,R0,1.5HP CONT.,220V,50HZ,2SPD,TEFC,48"GRAY MINI,VITON,TUV APPROVED | 1.5 | 100 | FMXP2 | 91694200 | 14.2 | 5.3 | 1.3 | 2 | 220 | XP2-801524 | 93555380 | Y | R0
no cord (normal impeller) | 07130944-6040 | 07122817-6300 | PUMP,XP2,R3,2.0HP CONT.,220V,50HZ,2SPD,TEFC,60"MINI,RW,BRN-HI,9&1:30NPSC,TRM IMP | 2.0 |  | FMXP2 | 91694202 |  |  |  | 2 | 220 | XP2-902024 | 93556490 | Y | R3
no cord, 2 speed | 05320010-6340 | 07126000-6040 | PUMP,XP2,R0,1.5HP CONT.,220V,50HZ,1SPD,TEFC,48"MINI,9&6NPSC,WIRE TO HIGH | 1.5 | 120 | FMXP2 | 91694251 | 14.1 | 6.3 | 1.5 | 1 | 220 | XP2-801514 | 93555380 | Y | R0
no cord (normal impeller) | 07130944-6040 | 07126001-6300 | PUMP,XP2,R0,2.0HP CONT.,220V,50HZ,2SPD,TEFC,96"GRAY MINI,4251 IMP | 2.0 | 100 | FMXP2 | 91694251 | 16 | 6.1 | 1.5 | 2 | 220 | XP2-902024 | 93556490 | Y | R0
no cord (normal impeller) | 07130944-6040 | 07126815-6000 | PUMP,XP2,R0,2.0HP CONT.,220V,50HZ,2SPD,D/C,TEFC,60"GRAY MINI,4251 IMP | 2.0 | 100 | FMXP2 | 91694251 | 16 | 6.1 | 1.5 | 2 | 220 | XP2-902024 | 93556490 | Y | R0
no cord (normal impeller) | 07130944-6040 | 07126815-6300 | PUMP,XP2,R0,2.0HP CONT.,220V,50HZ,2SPD,TEFC,60"GRAY MINI,4251 IMP | 2.0 | 100 | FMXP2 | 91694251 | 16 | 6.1 | 1.5 | 2 | 220 | XP2-902024 | 93556490 | Y | R0
no cord, will have to move to R9 | 07130944-6040 | 07130001-6040 | PUMP,XP2,R9,2.0HP CONT.,220V,50HZ,2SPD,TEFC,120"4P,NPSC@1:30&9,VITON,TUV | 2.0 | 110 | FMXP2 | 91694300 | 18.3 | 6.7 | 1.5 | 2 | 220 | XP2-902024 | 93556490 | Y | R9
no cord, will have to move to R9 | 07130944-6040 | 07130001-6340 | PUMP,XP2,R9,2.0HP CONT.,220V,50HZ,2SPD,TEFC,120"4P,NPSC@1:30&9,VITON,TUV | 2.0 | 110 | FMXP2 | 91694300 | 18.3 | 6.7 | 1.5 | 2 | 220 | XP2-902024 | 93556490 | Y | R9
no cord | 07130944-6040 | 07130002-6340 | PUMP,XP2,R0,2.0HP CONT.,220V,50HZ,2SPD,TEFC,96"4P,RED WE,TUV | 2.0 | 110 | FMXP2 | 91694300 | 18.3 | 6.7 | 1.5 | 2 | 220 | XP2-902024 | 93556490 | Y | R0
no cord | 07130944-6040 | 07130002-8340 | PUMP,XP2,R0,2.0HP CONT.,220V,50HZ,2SPD,TEFC,96"4P,RED WE | 2.0 | 160 | FMXP2 | 91694300 | 12.2 | 7.5 | 1.5 | 2 | 220 | XP2-902024 | 93546490 | Y | R0
no cord | 07130944-6040 | 07130003-6340 | PUMP,XP2,R0,2.0HP CONT.,220V,50HZ,2SPD,TEFC,96"4P,RED WE | 2.0 |  | FMXP2 |  |  |  |  | 2 | 220 |  |  | Y | R0
no cord | 07130944-6040 | 07130004-6300 | PUMP,XP2,R0,2.0HP CONT.,220V,50HZ,2SPD,TEFC,48"GRAY MINI,TUV | 2.0 | 110 | FMXP2 | 91694300 | 18.3 | 6.7 | 1.5 | 2 | 220 | XP2-902024 | 93556490 | Y | R0
no cord | 07130944-6040 | 07130004-6340 | PUMP,XP2,R0,2.0HP CONT.,220V,50HZ,2SPD,TEFC,48"GRAY MINI,TUV | 2.0 | 110 | FMXP2 | 91694300 | 18.3 | 6.7 | 1.5 | 2 | 220 | XP2-902024 | 93556490 | Y | R0
no cord | 07130944-6040 | 07130005-6040 | PUMP,XP2,R0,2.0HP CONT.,220V,50HZ,2SPD,TEFC,72" MOLDED 4P,VITON,TUV APPROVED | 2.0 | 110 | FMXP2 | 91694300 | 18.3 | 6.7 | 1.5 | 2 | 220 | XP2-902024 | 93556490 | Y | R0
| 07130944-6040 | 07130006-6040 | PUMP,XP2,R0,2.0HP CONT.,220V,50HZ,2SPD,TEFC,1:30&9NPSC,6NPT,VITON,TUV APPROVED | 2.0 | 110 | FMXP2 | 91694300 | 18.3 | 6.7 | 1.5 | 2 | 220 | XP2-902024 | 93556490 | N | R0
| n/a | 07130007-6300 | PUMP,XP2,R0,2.5HP CONT.,220V,50HZ,2SPD,TEFC,60"4P,VITON,MARQUIS | 2.5 | 135 | FMXP2 | 91694300 | 14.0 | 9.4 | 1.9 | 2 | 220 | XP2-902524 | 93556595 | Y | R0
will have to move to R3 | 07130944-6040 | 07130008-6300 | PUMP,XP2,R3,2.0HP CONT.,220V,50HZ,2SPD,TEFC,1:30&9NPSC,SUNDANCE | 2.0 | 110 | FMXP2 | 91694300 | 18.3 | 6.7 | 1.5 | 2 | 220 | XP2-902024 | 93556490 | N | R3
will have to move to R9 | 07130944-6040 | 07130009-6300 | PUMP,XP2,R9,2.0HP CONT.,220V,50HZ,2SPD,TEFC,1:30 &9NPSC,SUNDANCE | 2.0 | 110 | FMXP2 | 91694300 | 18.3 | 6.7 | 1.5 | 2 | 220 | XP2-902024 | 93556490 | N | R9
| 07130944-6040 | 07130010-6300 | PUMP,XP2,R0,2.0HP CONT.,220V,50HZ,2SPD,TEFC,SUNDANCE | 2.0 | 110 | FMXP2 | 91694300 | 18.3 | 6.7 | 1.5 | 2 | 220 | XP2-902024 | 93556490 | N | R0
no cord | 07130944-6040 | 07130011-6340 | PUMP,XP2,R0,2.0HP CONT.,220V,50HZ,2SPD,TEFC,96"GRAY MINI,TUV APPROVED | 2.0 | 110 | FMXP2 | 91694300 | 18.3 | 6.7 | 1.5 | 2 | 220 | XP2-902024 | 93556490 | Y | R0
no cord | 07130944-6040 | 07130011-8340 | PUMP,XP2,R0,2.0HP CONT.,220V,50HZ,2SPD,TEFC,96"GRAY MINI | 2.0 | 160 | FMXP2 | 91694300 | 12.2 | 7.5 | 1.5 | 2 | 220 | XP2-902024 | 93546490 | Y | R0
no cord | 07130944-6040 | 07130012-6340 | PUMP,XP2,R0,2.0HP CONT.,220V,50HZ,2SPD,TEFC,72"GRAY MINI,VITON,TUV APPROVED | 2.0 | 110 | FMXP2 | 91694300 | 18.3 | 6.7 | 1.5 | 2 | 220 | XP2-902024 | 93556490 | Y | R0
no cord | 07130944-6040 | 07130013-6300 | *OBS*PUMP,XP2,R0,2.0HP CONT.,220V,50HZ,2SPD,TEFC,48"CORD,HSD,WATKINS | 2.0 | 110 | FMXP2 | 91694300 | 18.3 | 6.7 | 1.5 | 2 | 220 | XP2-902024 | 93556490 | Y | R0
no cord, will have to move to R9 | 07130944-6040 | 07130014-6340 | PUMP,XP2,R9,2.0HP CONT.,220V,50HZ,2SPD,TEFC,72"GRAY MINI,VITON,9NPSC,TUV APPROVED | 2.0 | 110 | FMXP2 | 91694300 | 18.3 | 6.7 | 1.5 | 2 | 220 | XP2-902024 | 93556490 | Y | R9
no cord, will have to move to R9 | 07130944-6040 | 07130015-6340 | PUMP,XP2,R9,2.0HP CONT.,220V,50HZ,2SPD,TEFC,180"4P,1:30&9NPSC,VITON,TUV | 2.0 | 110 | FMXP2 | 91694300 | 18.3 | 6.7 | 1.5 | 2 | 220 | XP2-902024 | 93556490 | Y | R9
no cord | 07130944-6040 | 07130016-6300 | PUMP,XP2,R0,2.0HP CONT.,220V,50HZ,2SPD,TEFC,48"4P,VITON,TUV | 2.0 | 110 | FMXP2 | 91694300 | 18.3 | 6.7 | 1.5 | 2 | 220 | XP2-902024 | 93556490 | Y | R0
no cord | 07130944-6040 | 07130016-6340 | PUMP,XP2,R0,2.0HP CONT.,220V,50HZ,2SPD,TEFC,48"4P,VITON,TUV | 2.0 | 110 | FMXP2 | 91694300 | 18.3 | 6.7 | 1.5 | 2 | 220 | XP2-902024 | 93556490 | Y | R0
no cord | 07130944-6040 | 07130016-8300 | PUMP,XP2,R0,2.0HP CONT.,220V,50HZ,2SPD,TEFC,48"4P,VITON | 2.0 | 160 | FMXP2 | 91694300 | 12.2 | 7.5 | 1.5 | 2 | 220 | XP2-902024 | 93546490 | Y | R0
no cord, speed inverted | 07130944-6040 | 07130017-6300 | PUMP,XP2,R0,2.0HP CONT.,220V,50HZ,2SPD,60"GRAY MINI,TEFC,BLK-LO,BRN-HI,TUV | 2.0 | 110 | FMXP2 | 91694300 | 18.3 | 6.7 | 1.5 | 2 | 220 | XP2-902024 | 93556490 | Y | R0
| n/a | 07130018-6300 | PUMP,XP2,R0,2.0HP CONT.,220V,50HZ,2SPD,TEFC,72"4P,VITON,MARQUIS,TUV APPROVED | 2.0 | 110 | FMXP2 | 91694300 | 18.3 | 6.7 | 1.5 | 2 | 220 | XP2-902024 | 93556490 | Y | R0
no cord, speed inverted, will have to move to R9 | 07130944-6040 | 07130019-6040 | PUMP,XP2,R9,2.0HP CONT.,220V,50HZ,2SPD,TEFC,48"MINI,RW/BRWN-HI,BLCK-LO,1:30&9NPSC,TUV | 2.0 | 103 | FMXP2 | 91694300 | 18.3 | 6.5 | 1.5 | 2 | 220 | XP2-902024 | 93556490 | Y | R9
no cord | 07130944-6040 | 07130020-6340 | PUMP,XP2,R0,2.0HP CONT.,220V,50HZ,2SPD,TEFC,72"4P,L/WR,TUV APPROVED | 2.0 | 140 | FMXP2 | 91694300 | 11.7 | 6.8 | 1.5 | 2 | 220 | XP2-902024 | 93556490 | Y | R0
no cord | 07130944-6040 | 07130021-6300 | PUMP,XP2,R0,2.0HP CONT.,220,50HZ,2SPD,TEFC,48"4P,TUV | 2.0 | 110 | FMXP2 | 91694300 | 18.3 | 6.7 | 1.5 | 2 | 220 | XP2-902024 | 93556490 | Y | R0
no cord, will have to move to R3 | 07130944-6040 | 07130022-6300 | PUMP,XP2,R3,2.0HP CONT.,220V,50HZ,2SPD,TEFC,96"GRAY MINI,VITON,NPSC@1:30&9,TUV | 2.0 | 110 | FMXP2 | 91694300 | 18.3 | 6.7 | 1.5 | 2 | 220 | XP2-902024 | 93556490 | Y | R3
no cord | 07130944-6040 | 07130023-6300 | PUMP,XP2,R0,2.0HP CONT.,220V,50HZ,2SPD,TEFC,96"GRAY MINI,VITON,TUV | 2.0 | 110 | FMXP2 | 91694300 | 18.3 | 6.7 | 1.5 | 2 | 220 | XP2-902024 | 93556490 | Y | R0
no cord | 07130944-6040 | 07130024-6340 | PUMP,XP2,R0,2.0HP CONT.,220V,50HZ,2SPD,TEFC,48"MINI,WIRE TO HIGH | 2.0 | 110 | FMXP2 | 91694300 | 18.3 | 6.7 | 1.5 | 2 | 220 | XP2-902024 | 93556490 | Y | R0
no cord | 07130944-6040 | 07130025-6300 | PUMP,XP2,R0,2.0HP CONT.,220V,50HZ,2SPD,TEFC,48"GRAY MINI,VITON,TUV | 2.0 | 110 | FMXP2 | 91694300 | 18.3 | 6.7 | 1.5 | 2 | 220 | XP2-902024 | 93556490 | Y | R0
| n/a | 07130026-6300 | PUMP,XP2,R0,2.0HP CONT.,220V,50HZ,2SPD,TEFC,79"4P,VITON,MARQUIS,TUV | 2.0 | 110 | FMXP2 | 91694300 | 18.3 | 6.7 | 1.5 | 2 | 220 | XP2-902024 | 93556490 | Y | R0
| 07140947-6340 | 07130027-6340 | PUMP,XP2,R0,2.5HP CONT.,220V,50H,2SPD,TEFC,60"4P,VITON,NPT @ 6:00 | 2.5 | 135 | FMXP2 | 91694300 | 14.0 | 9.4 | 1.9 | 2 | 220 | XP2-902524 | 93556595 | Y | R0
no cord, will have to move to R9 | 07130944-6040 | 07130167-6040 | PUMP,XP2,R9,2.0HP CONT.,220V,50HZ,2SPD,D/C,48"GRAYMINI,1:30&9NPSC,TUV | 2.0 | 110 | FMXP2 | 91694300 | 18.3 | 6.7 | 1.5 | 2 | 220 | XP2-902024 | 93556490 | Y | R9
no cord, will have to move to R9 | 07130944-6040 | 07130167-6340 | PUMP,XP2,R9,2.0HP CONT.,220V,50HZ,2SPD,D/C,48"GRAYMINI,1:30&9NPSC,TUV | 2.0 | 110 | FMXP2 | 91694300 | 18.3 | 6.7 | 1.5 | 2 | 220 | XP2-902024 | 93556490 | Y | R9
no cord, will have to move to R9 | 07130944-6040 | 07130167-6360 | PUMP,XP2,R9,2.0HP CONT.,220V,50HZ,2SPD,D/C,48"GRAYMINI,1:30&9NPSC,TUV | 2.0 | 110 | FMXP2 | 91694300 | 18.3 | 6.7 | 1.5 | 2 | 220 | XP2-902024 | 93556490 | Y | R9
Watkins/Caldera | n/a contact spa manufactuer | 07130858-6300 | *OBS*PUMP,XP2,R0,2.0HP CONT.,220V,50HZ,2SPD,D/C,60"RING,HSD,WATKINS#1020001 | 2.0 | 110 | FMXP2 | 91694300 | 18.3 | 6.7 | 1.5 | 2 | 220 | XP2-902024 | 93556490 | Y | R0
Watkins/Caldera | n/a contact spa manufactuer | 07130863-6300 | *OBS*PUMP,XP2,R0,2.0HP CONT.,220V,50HZ,2SPD,D/C,40"RING,HSD,WATKINS#0982901 | 2.0 | 110 | FMXP2 | 91694300 | 18.3 | 6.7 | 1.5 | 2 | 220 | XP2-902024 | 93556490 | Y | R0
no cord | 07130944-6040 | 07130944-6040 | PUMP,XP2,R0,2.0HP CONT.,220V,50HZ,2SPD,TEFC,72"4P,TUV APPROVED | 2.0 | 110 | FMXP2 | 91694300 | 18.3 | 6.7 | 1.5 | 2 | 220 | XP2-902024 | 93556490 | Y | R0
no cord | 07130944-6040 | 07130944-6300 | PUMP,XP2,R0,2.0HP CONT.,220V,50HZ,2SPD,TEFC,72"4P,TUV APPROVED | 2.0 | 110 | FMXP2 | 91694300 | 18.3 | 6.7 | 1.5 | 2 | 220 | XP2-902024 | 93556490 | Y | R0
no cord | 07130944-6040 | 07130944-6340 | PUMP,XP2,R0,2.0HP CONT.,220V,50HZ,2SPD,TEFC,72"4P,TUV APPROVED | 2.0 | 110 | FMXP2 | 91694300 | 18.3 | 6.7 | 1.5 | 2 | 220 | XP2-902024 | 93556490 | Y | R0
no cord | 07130944-6040 | 07130944-8340 | PUMP,XP2,R0,2.0HP CONT.,220V,50HZ,2SPD,TEFC,72"4P | 2.0 | 160 | FMXP2 | 91694300 | 12.2 | 7.5 | 1.5 | 2 | 220 | XP2-902024 | 93546490 | Y | R0
no cord | 07130944-6040 | 07130953-6000 | PUMP,XP2,R0,2.0HP CONT.,220V,50HZ,2SPD,D/C,48"GRAYMINI,TUV | 2.0 | 110 | FMXP2 | 91694300 | 18.3 | 6.7 | 1.5 | 2 | 220 | XP2-902024 | 93556490 | Y | R0
no cord | 07130944-6040 | 07130953-6300 | PUMP,XP2,R0,2.0HP CONT.,220V,50HZ,2SPD,D/C,48"GRAYMINI,TUV | 2.0 | 110 | FMXP2 | 91694300 | 18.3 | 6.7 | 1.5 | 2 | 220 | XP2-902024 | 93556490 | Y | R0
no cord | 07130944-6040 | 07130953-6340 | PUMP,XP2,R0,2.0HP CONT.,220V,50HZ,2SPD,D/C,48"GRAYMINI,TUV | 2.0 | 110 | FMXP2 | 91694300 | 18.3 | 6.7 | 1.5 | 2 | 220 | XP2-902024 | 93556490 | Y | R0
no cord | 07130944-6040 | 07130980-6040 | PUMP,XP2,R0,2.0HP CONT.,220V,50HZ,2SPD,TEFC,60"GRAY MINI,TUV | 2.0 | 110 | FMXP2 | 91694300 | 18.3 | 6.7 | 1.5 | 2 | 220 | XP2-902024 | 93556490 | Y | R0
no cord, will have to move to R3 | 07130944-6040 | 07130983-6300 | PUMP,XP2,R3,2.0HP CONT.,220V,50HZ,2SPD,TEFC,60"MINI,9&1:30NPSC,TUV APPROVED | 2.0 | 110 | FMXP2 | 91694300 | 18.3 | 6.7 | 1.5 | 2 | 220 | XP2-902024 | 93556490 | Y | R3
no cord, will have to move to R9 | 07130944-6040 | 07130988-6040 | PUMP,XP2,R9,2.0HP CONT.,220V,50HZ,2SPD,TEFC,48"GRAY MINI,1:30&9NPSC,VITON,TUV | 2.0 | 110 | FMXP2 | 91694300 | 18.3 | 6.7 | 1.5 | 2 | 220 | XP2-902024 | 93556490 | Y | R9
no cord, will have to move to R9 | 07130944-6040 | 07130988-6340 | PUMP,XP2,R9,2.0HP CONT.,220V,50HZ,2SPD,TEFC,48"GRAY MINI,1:30&9NPSC,VITON,TUV | 2.0 | 110 | FMXP2 | 91694300 | 18.3 | 6.7 | 1.5 | 2 | 220 | XP2-902024 | 93556490 | Y | R9
| 07140947-6340 | 07140000-6340 | PUMP,XP2,R0,2.5HP CONT.,220V,50HZ,2SPD,TEFC,72"GRAY MINI,TUV | 2.5 | 160 | FMXP2 | 91694400 | 13.1 | 10 | 2.6 | 2 | 220 | XP2-902524 | 93556595 | Y | R0
| 07140947-6340 | 07140000-8340 | PUMP,XP2,R0,2.5HP CONT.,220V,50HZ,2SPD,TEFC,72"GRAY MINI | 2.5 | 160 | FMXP2 | 91694400 | 12.4 | 9.2 | 1.8 | 2 | 220 | XP2-902524 | 93546595 | Y | R0
| 07140947-6340 | 07140001-6340 | PUMP,XP2,R0,2.5HP CONT.,220V,50HZ,2SPD,TEFC,72"4P,TUV | 2.5 | 160 | FMXP2 | 91694400 | 13.1 | 10 | 2.6 | 2 | 220 | XP2-902524 | 93556595 | Y | R0
| 07140947-6340 | 07140002-6300 | PUMP,XP2,R3,2.5HP CONT.,230V,50HZ,2SPD,TEFC,48"4P ,VITON,9&1:30 NPSC,TUV | 2.5 | 160 | FMXP2 | 91694400 | 13.1 | 10 | 2.6 | 2 | 230 | XP2-902524 | 93556595 | Y | R3
| 07140947-6340 | 07140003-6340 | PUMP,XP2,R0,2.5HP CONT.,220V,50HZ,2SPD,TEFC,60"GRAY MINI,TUV | 2.5 | 160 | FMXP2 | 91694400 | 13.1 | 10 | 2.6 | 2 | 220 | XP2-902524 | 93556595 | Y | R0
| 07140947-6340 | 07140004-6340 | PUMP,XP2,R0,2.5HP CONT.,220V,50HZ,2SPD,TEFC,96"4P,RED WE,TUV | 2.5 | 160 | FMXP2 | 91694400 | 13.1 | 10 | 2.6 | 2 | 220 | XP2-902524 | 93556595 | Y | R0
| 07140947-6340 | 07140004-8340 | PUMP,XP2,R0,2.5HP CONT.,220V,50HZ,2SPD,TEFC,96"4P,RED WE | 2.5 | 160 | FMXP2 | 91694400 | 12.4 | 9.2 | 1.8 | 2 | 220 | XP2-902524 | 93546595 | Y | R0
| 07140947-6340 | 07140005-6340 | PUMP,XP2,R0,2.5HP CONT.,220V,50HZ,2SPD,TEFC,72" MOLDED 4P,TUV | 2.5 | 160 | FMXP2 | 91694400 | 13.1 | 10 | 2.6 | 2 | 220 | XP2-902524 | 93556595 | Y | R0
| 07140947-6340 | 07140005-8340 | PUMP,XP2,R0,2.5HP CONT.,220V,50HZ,2SPD,TEFC,72"MOLDED 4P | 2.5 | 160 | FMXP2 | 91694400 | 12.4 | 9.2 | 1.8 | 2 | 220 | XP2-902524 | 93546595 | Y | R0
| 07140947-6340 | 07140006-6340 | PUMP,XP2,R0,2.5HP CONT.,220V,50HZ,2SPD,TEFC,96"HQ MINI,TUV | 2.5 | 160 | FMXP2 | 91694400 | 13.1 | 10 | 2.6 | 2 | 220 | XP2-902524 | 93556595 | Y | R0
| 07140947-6340 | 07140006-8340 | PUMP,XP2,R0,2.5HP CONT.,220V,50HZ,2SPD,TEFC,96"HQ MINI | 2.5 | 160 | FMXP2 | 91694400 | 12.4 | 9.2 | 1.8 | 2 | 220 | XP2-902524 | 93546595 | Y | R0
| 07140947-6340 | 07140007-6340 | PUMP,XP2,R0,2.5HP CONT.,220V,50HZ,2SPD,TEFC,72" MOLDED 4P,RW,TUV | 2.5 | 160 | FMXP2 | 91694400 | 13.1 | 10 | 2.6 | 2 | 220 | XP2-902524 | 93556595 | Y | R0
| 07140947-6340 | 07140008-6340 | PUMP,XP2,R0,2.5HP CONT.,220V,50HZ,2SPD,TEFC,72" MOLDED 4P,TUV | 2.5 | 160 | FMXP2 | 91694400 | 13.1 | 10 | 2.6 | 2 | 220 | XP2-902524 | 93556595 | Y | R0
| 07140947-6340 | 07140009-6340 | PUMP,XP2,R0,2.5HP CONT.,220V,50HZ,2SPD,TEFC,96"GRAY MINI,TUV | 2.5 | 160 | FMXP2 | 91694400 | 13.1 | 10 | 2.6 | 2 | 220 | XP2-902524 | 93556595 | Y | R0
| 07140947-6340 | 07140009-8340 | PUMP,XP2,R0,2.5HP CONT.,220V,50HZ,2SPD,TEFC,96"GRAY MINI | 2.5 | 160 | FMXP2 | 91694400 | 12.4 | 9.2 | 1.8 | 2 | 220 | XP2-902524 | 93546595 | Y | R0
| 07140947-6340 | 07140010-6340 | PUMP,XP2,R0,2.5HP CONT.,220V,50HZ,2SPD,TEFC,72"4P,VITON,SUNBELT,TUV | 2.5 | 160 | FMXP2 | 91694400 | 13.1 | 10 | 2.6 | 2 | 220 | XP2-90254 | 93556595 | Y | R0
| 07140947-6340 | 07140947-6340 | PUMP,XP2,R0,2.5HP CONT.,220V,50HZ,2SPD,TEFC,72"MINI,RW,BRN-HI,TUV APPROVED | 2.5 | 160 | FMXP2 | 91694400 | 13.1 | 10 | 2.6 | 2 | 220 | XP2-902524 | 93556595 | Y | R0
| 07140947-6340 | 07140947-8340 | PUMP,XP2,R0,2.5HP CONT.,220V,50HZ,2SPD,TEFC,72"MINI,RW,BRN-HI,BLK-LO | 2.5 | 160 | FMXP2 | 91694400 | 12.4 | 9.2 | 1.8 | 2 | 220 | XP2-902524 | 93546595 | Y | R0
(normal impeller) | 07140947-6340 | 07327953-6300 | *OBS*PUMP,XP2,R3,2.5HP CONT.,220V,50HZ,2SPD,TEFC,48 "TUV,VITON,9&1:30NPSC,TRM IMP | 2.5 | 150 | FMXP2 | 91694253 | 13.7 | 7.4 | 2.2 | 2 | 220 | XP2-902524 | 93556595 | Y | R3
| n/a | 08240400-6300 | PUMP,XP3,R0,2.5HP CONT.,220V,50HZ,1SPD,TEFC,72"GRAY MINI | 2.5 | 119 | FMXP3 | 91698400 | 13.73 | 7.6 | 0 | 1 | 220 | XP3-902514 | 93556590 | Y | R0
| n/a | 08240401-6340 | PUMP,XP3,R0,2.5HP CONT.,220V,50HZ,1SPD,TEFC,VITON | 2.5 | 119 | FMXP3 | 91698400 | 13.73 | 7.6 | 0 | 1 | 220 | XP3-902514 | 93556590 | N | R0
| n/a | 08240500-6300 | PUMP,XP3,R0,3.0HP CONT.,220V,50HZ,1SPD,TEFC,72"TUV | 3.0 | 180 | FMXP3 | 91698400 | 10.5 | 8.5 | 0 | 1 | 220 | XP3-903014 | 93556690 | Y | R0
| n/a | 08240501-6300 | PUMP,XP3,R0,3.0HP CONT.,220V,50HZ,1SPD,TEFC,96"GRAY MINI | 3.0 | 180 | FMXP3 | 91698400 | 10.5 | 8.5 | 0 | 1 | 220 | XP3-903014 | 93556690 | Y | R0
| n/a | 08240502-6340 | PUMP,XP3,R0,3.0HP CONT.,220V,50HZ,1SPD,TEFC,VITON | 3.0 | 180 | FMXP3 | 91698400 | 10.5 | 8.5 | 0 | 1 | 220 | XP3-903014 | 93556690 | N | R0
| n/a obsolete | 09010950-2010 | PUMP,THERMA-FLO EHT,R0,1.0HP CONT.,A/S,220-240V,50HZ,1SPD,80"AUS/NZ CORD | 1.0 |  | TFEHT |  |  |  |  | 1 | 220 | TF-371013 |  |  | R0
| n/a obsolete | 09010955-2010 | PUMP,THERMA-FLO,EHT,R0,1.0HP CONT.,220-240V,50HZ,1SPD,S/C,80"AUS/NZ CORD | 1.0 |  | TFEHT |  |  |  |  | 1 | 220 | TF-371013 |  |  | R0
| n/a obsolete | 09010956-2010 | PUMP,THERMA-FLO,EHT,R0,1.0HP CONT.,220-240V,50HZ,1SPD,A/S,41"W/O PLUG | 1.0 |  | TFEHT | 91693750 |  |  |  | 1 | 220 | TF-371013 |  | Y | R0
| n/a obsolete | 09210950-2010 | PUMP,THERMA-FLO EHT-FD,R0,1.0HP CONT.,A/S,220-240V,50HZ,1SPD,80"AUS/NZ | 1.0 |  | TFEHT |  |  |  |  | 1 | 220 | TF-371013 |  | Y | R0

## TCMP 2 & 3
COMMENTS | REPLACEMENT | PART NBR TO REPLACE | DESCRIPTION | PUMP HP | HI FLOW | PUMP IMPELLER | HI PRES | HI AMP | LO AMP | PUMP SPD | PUMP VOLT | PUMP MOTOR | CORD Y or N
| n/a in 1/15HP | 01306001-2500 | PUMP,TMCP,R0,1/15HP CONT.,115V,60HZ,1SPD,S/C,36"NEMA,LO-FLO,AQUATIC | 1/15 | 16 | 91693510 | 2.0 | 1.0 | 0 | 1 | 115 | 93529302 | Y
| n/a in 1/15HP | 01306632-2100 | PUMP,TMCP,R0,1/15HP CONT.,115V,60HZ,1SPD,S/C,60"4P,LO-FLO | 1/15 | 16 | 91693510 | 2.0 | 1.0 | 0 | 1 | 115 | 93529302 | Y
| n/a in 1/15HP | 01306632-2500 | PUMP,TMCP,R0,1/15HP CONT.,115V,60HZ,1SPD,S/C,60"4P,LO-FLO | 1/15 | 16 | 91693510 | 2.0 | 1.0 | 0 | 1 | 115 | 93529302 | Y
Whirlmaster | 04207002-5510 | 01705349-2010 | PUMP,TMCP,R0,.50HP CONT.,115V,60HZ,1SPD,S/C,A/S,.75HP MTR,36"NEMA,NO W/R | .75 | 47 | 91693501 | 12.0 | 9.2 | 0 | 1 | 115 | 93521005 | Y
only in 115V | N/A in 230V | 01705912-2010 | PUMP,TMCP,R0,.75HP CONT.,220V,60HZ,1SPD,D/C,36"W/O PLUG,A/S,AQUA POWER | .75 | 72 | 91693501 | 5.85 | 4.6 | 0 | 1 | 220 | 93521055 | Y
only in 115V | N/A in 230V | 01705912-2310 | PUMP,TMCP,R0,.75HP CONT.,220V,60HZ,1SPD,D/C,36"W/O PLUG,A/S,AQUA POWER | .75 |  | 91693501 |  |  |  | 1 | 220 | 93521055 | Y
Whirlmaster | 04207000-5010 | 01707000-1010 | PUMP,TMCP,R0,.75HP CONT.,115V,60HZ,1SPD,D/C | .75 | 50 | 91693551 | 15 | 9.2 | 0 | 1 | 115 | 93491001 | N
Whirlmaster | 04207000-5010 | 01707000-2010 | *OBS*PUMP,TMCP,R0,.75HP CONT.,115V,60HZ,1SPD,D/C | .75 |  | 91693551 |  |  |  | 1 | 115 | 93521002 | N
Whirlmaster | 04215007-5010 | 01707001-2100 | PUMP,TMCP,R0,.75HP CONT.,230V,60HZ,1SPD,D/C,96"MINI | .75 | 60 | 91693551 | 12.1 | 5.1 | 0 | 1 | 230 | 93521055 | Y
Whirlmaster | 04207002-5510 | 01707010-1010 | PUMP,TMCP,R0,.75HP CONT.,115V,60HZ,1SPD,D/C,A/S | .75 | 50 | 91693551 | 15 | 9.2 | 0 | 1 | 115 | 93491001 | N
Whirlmaster | 04207002-5510 | 01707120-1010 | PUMP,TMCP,R0,.75HP CONT.,115V,60HZ,1SPD,D/C,A/T/M | .75 | 50 | 91693551 | 15 | 9.2 | 0 | 1 | 115 | 93491001 | N
only in 115V | N/A in 230V | 01707133-2000 | PUMP,TMCP,R0,.75HP CONT.,220V,60HZ,1SPD,D/C,36"NEMA,A/S,SANDA | .75 | 72 | 91693501 | 5.85 | 4.6 | 0 | 1 | 230 | 93521055 | Y
only in 115V | N/A in 230V | 01707133-2010 | PUMP,TMCP,R0,.75HP CONT.,220V,60HZ,1SPD,D/C,36"NEMA,A/S,SANDA | .75 | 72 | 91693501 | 5.85 | 4.6 | 0 | 1 | 230 | 93521055 | Y
only in 115V | N/A in 230V | 01707134-2000 | PUMP,TMCP,R0,.75HP CONT.,230V,60HZ,1SPD,D/C,A/S | .75 | 72 | 91693501 | 5.85 | 4.6 | 0 | 1 | 230 | 93521055 | N
Whirlmaster | 04207002-5510 | 01707245-2010 | *OBS*PUMP,TMCP,R0,.75HP CONT.,115V,60HZ,1SPD,D/C,36"NEMA,A/S | .75 |  | 91693551 |  |  |  | 1 | 115 | 93521002 | Y
Whirlmaster | 04207002-5510 | 01707245-2100 | *OBS*PUMP,TMCP,R0,.75HP CONT.,115V,60HZ,1SPD,D/C,36"NEMA,A/S | .75 |  | 91693551 |  |  |  | 1 | 115 | 93521002 | Y
Whirlmaster | 04207002-5510 | 01707245-2300 | *OBS*PUMP,TMCP,R0,.75HP CONT.,115V,60HZ,1SPD,D/C,36"NEMA,A/S | .75 |  | 91693551 |  |  |  | 1 | 115 | 93521002 | Y
Whirlmaster | 04207002-5510 | 01707246-1010 | PUMP,TMCP,R0,.75HP CONT.,115V,60HZ,1SPD,D/C,36"NEMA,A/T | .75 | 50 | 91693551 | 15 | 9.2 | 0 | 1 | 115 | 93491001 | Y
Whirlmaster | 04207002-5510 | 01707246-2010 | *OBS*PUMP,TMCP,R0,.75HP CONT.,115V,60HZ,1SPD,D/C,36"NEMA,A/T | .75 |  | 91693551 |  |  |  | 1 | 115 | 93521002 | Y
Whirlmaster | 04207002-5510 | 01707246-2100 | *OBS*PUMP,TMCP,R0,.75HP CONT.,115V,60HZ,1SPD,D/C,36"NEMA,A/T | .75 |  | 91693551 |  |  |  | 1 | 115 | 93521002 | Y
Whirlmaster | 04207002-5510 | 01707246-2300 | *OBS*PUMP,TMCP,R0,.75HP CONT.,115V,60HZ,1SPD,D/C,36"NEMA,A/T | .75 |  | 91693551 |  |  |  | 1 | 115 | 93521002 | Y
Whirlmaster | 04207002-5510 | 01707380-1010 | PUMP,TMCP,R0,.75HP CONT.,115V,60HZ,1SPD,S/C,36"NEMA,INT A/S | .75 | 35 | 91693551 | 15 | 8.6 | 0 | 1 | 115 | 93491011 | Y
Whirlmaster | 04207002-5510 | 01707432-2010 | PUMP,TMCP,R0,.75HP CONT.,115V,60HZ,1SPD,S/C,36"NEMA,A/S | .75 | 47 | 91693501 | 12.0 | 9.2 | 0 | 1 | 115 | 93521005 | Y
Whirlmaster | 04207002-5510 | 01707463-2100 | *OBS*PUMP,TMCP,R0,.75HP CONT.,115V,60HZ,1SPD,S/C,36"NEMA,C/S | .75 | 77 | 91693551 | 6.9 | 10.0 | 0 | 1 | 115 | 93521005 | Y
Whirlmaster | 04207002-5510 | 01707463-2300 | PUMP,TMCP,R0,.75HP CONT.,115V,60HZ,1SPD,S/C,36"NEMA,C/S | .75 | 77 | 91693551 | 6.9 | 10.0 | 0 | 1 | 115 | 93521005 | Y
Whirlmaster | 04207002-5510 | 01707464-2010 | PUMP,TMCP,R0,.75HP CONT.,115V,60HZ,1SPD,S/C,36"NEMA,INT A/S | .75 |  | 91693551 |  |  |  | 1 | 115 | 93521015 | Y
Whirlmaster | 04207002-5510 | 01707464-2100 | *OBS*PUMP,TMCP,R0,.75HP CONT.,115V,60HZ,1SPD,S/C,36"NEMA,INT A/S | .75 |  | 91693551 |  |  |  | 1 | 115 | 93521015 | Y
Whirlmaster | 04207002-5510 | 01707464-2300 | PUMP,TMCP,R0,.75HP CONT.,115V,60HZ,1SPD,S/C,36"NEMA,INT A/S | .75 |  | 91693551 |  |  |  | 1 | 115 | 93521015 | Y
Whirlmaster | 04207002-5510 | 01707465-2010 | PUMP,TMCP,R0,.75HP CONT.,115V,60HZ,1SPD,S/C,A/S | .75 | 47 | 91693501 | 12.0 | 9.2 | 0 | 1 | 115 | 93521005 | N
Whirlmaster | 04207002-5510 | 01707469-2000 | PUMP,TMCP,R0,.75HP CONT.,115V,60HZ,1SPD,S/C,36"NEMA,A/S@12:00 | .75 | 77 | 91693551 | 6.9 | 10.0 | 0 | 1 | 115 | 93521005 | Y
Whirlmaster | 04207002-5510 | 01707469-2100 | PUMP,TMCP,R0,.75HP CONT.,115V,60HZ,1SPD,S/C,36"NEMA,A/S@12:00 | .75 | 77 | 91693551 | 6.9 | 10.0 | 0 | 1 | 115 | 93521005 | Y
Whirlmaster | 04207002-5510 | 01707469-2300 | PUMP,TMCP,R0,.75HP CONT.,115V,60HZ,1SPD,S/C,36"NEMA,A/S@12:00 | .75 | 77 | 91693551 | 6.9 | 10.0 | 0 | 1 | 115 | 93521005 | Y
Whirlmaster | 04207000-5010 | 01707500-2000 | PUMP,TMCP,R0,.75HP CONT.,115V,60HZ,1SPD,S/C | .75 | 77 | 91693551 | 6.9 | 10.0 | 0 | 1 | 115 | 93521005 | N
Whirlmaster | 04207000-5010 | 01707500-2010 | *OBS*PUMP,TMCP,R0,.75HP CONT.,115V,60HZ,1SPD,S/C ***CANNOT BE USED*** | .75 | 77 | 91693551 | 6.9 | 10.0 | 0 | 1 | 115 | 93521005 | N
Whirlmaster | 04207001-5010 | 01707501-2000 | PUMP,TMCP,R0,.75HP CONT.,115V,60HZ,1SPD,S/C,36"NEMA | .75 | 77 | 91693551 | 6.9 | 10.0 | 0 | 1 | 115 | 93521005 | Y
Whirlmaster | 04207001-5010 | 01707501-2010 | PUMP,TMCP,R0,.75HP CONT.,115V,60HZ,1SPD,S/C,36"NEMA | .75 | 77 | 91693551 | 6.9 | 10.0 | 0 | 1 | 115 | 93521005 | Y
Whirlmaster | 04207001-5010 | 01707501-2100 | *OBS*PUMP,TMCP,R0,.75HP CONT.,115V,60HZ,1SPD,S/C,36"NEMA | .75 | 77 | 91693551 | 6.9 | 10.0 | 0 | 1 | 115 | 93521005 | Y
Whirlmaster | 04207001-5010 | 01707501-2300 | PUMP,TMCP,R0,.75HP CONT.,115V,60HZ,1SPD,S/C,36"NEMA | .75 | 77 | 91693551 | 6.9 | 10.0 | 0 | 1 | 115 | 93521005 | Y
Whirlmaster | 04207002-5510 | 01707502-2000 | PUMP,TMCP,R0,.75HP CONT.,115V,60HZ,1SPD,S/C,36"NEMA,A/S | .75 | 77 | 91693551 | 6.9 | 10.0 | 0 | 1 | 115 | 93521005 | Y
Whirlmaster | 04207002-5510 | 01707502-2010 | PUMP,TMCP,R0,.75HP CONT.,115V,60HZ,1SPD,S/C,36"NEMA,A/S | .75 | 77 | 91693551 | 6.9 | 10.0 | 0 | 1 | 115 | 93521005 | Y
Whirlmaster | 04207002-5510 | 01707502-2100 | PUMP,TMCP,R0,.75HP CONT.,115V,60HZ,1SPD,S/C,36"NEMA,A/S | .75 | 77 | 91693551 | 6.9 | 10.0 | 0 | 1 | 115 | 93521005 | Y
Whirlmaster | 04207002-5510 | 01707502-2110 | PUMP,TMCP,R0,.75HP CONT.,115V,60HZ,1SPD,S/C,36"NEMA,A/S | .75 | 77 | 91693551 | 6.9 | 10.0 | 0 | 1 | 115 | 93521005 | Y
Whirlmaster | 04207002-5510 | 01707502-2120 | *OBS*PUMP,TMCP,R0,.75HP CONT.,115V,60HZ,1SPD,S/C,36"NEMA,A/S | .75 | 77 | 91693551 | 6.9 | 10.0 | 0 | 1 | 115 | 93521005 | Y
Whirlmaster | 04207002-5510 | 01707502-2300 | PUMP,TMCP,R0,.75HP CONT.,115V,60HZ,1SPD,S/C,36"NEMA,A/S | .75 | 77 | 91693551 | 6.9 | 10.0 | 0 | 1 | 115 | 93521005 | Y
Whirlmaster | 04207002-5510 | 01707502-2320 | PUMP,TMCP,R0,.75HP CONT.,115V,60HZ,1SPD,S/C,36"NEMA,A/S | .75 | 77 | 91693551 | 6.9 | 10.0 | 0 | 1 | 115 | 93521005 | Y
Whirlmaster | 04207002-5510 | 01707502-5010 | PUMP,15FR,TMCP,R0,.75HP CONT.,115V,60HZ,1SPD,S/C,36"NEMA,A/S | .75 | 50 | 91693551 | 14.0 | 7.2 | 0 | 1 | 115 | 93511000 | Y
Whirlmaster | 04207002-5510 | 01707502-7000 | PUMP,TMCP,R0,.75HP CONT.,115V,60HZ,1SPD,D/C,36"NEMA,A/S,A/F MOTOR | .75 | 75 | 91693551 | 6.8 | 7.4 | 0 | 1 | 115 | 93560700 | Y
Whirlmaster | 04207002-5510 | 01707502-7010 | PUMP,TMCP,R0,.75HP CONT.,115V,60HZ,1SPD,D/C,36"NEMA,A/S,A/F MOTOR | .75 | 75 | 91693551 | 6.8 | 7.4 | 0 | 1 | 115 | 93560700 | Y
Whirlmaster | 04207002-5510 | 01707502-7100 | PUMP,TMCP,R0,.75HP CONT.,115V,60HZ,1SPD,D/C,36"NEMA,A/S,A/F MOTOR | .75 | 75 | 91693551 | 6.8 | 7.4 | 0 | 1 | 115 | 93560700 | Y
Whirlmaster | 04207002-5510 | 01707503-2010 | PUMP,TMCP,R0,.75HP CONT.,115V,60HZ,1SPD,S/C,A/S | .75 | 77 | 91693551 | 6.9 | 10.0 | 0 | 1 | 115 | 93521005 | N
Whirlmaster | 04207002-5510 | 01707505-7010 | PUMP,TMCP,R0,.75HP CONT.,115V,60HZ,1SPD,D/C,36"NEMA,A/S,A/F MOTOR | .75 | [5 empty] | 1 | 115 |  | Y
Whirlmaster | 04207002-5510 | 01707538-2100 | *OBS*PUMP,TMCP,R0,.75HP CONT.,115V,60HZ,1SPD,D/C,36"NEMA,C/S | .75 |  | 91693551 |  |  |  | 1 | 115 | 93521002 | Y
Whirlmaster | 04207001-5010 | 01707538-2300 | *OBS*PUMP,TMCP,R0,.75HP.115V,60HZ,1SPD,D/C,36"NEMA,C/S | .75 |  | 91693551 |  |  |  | 1 | 115 | 93521002 | Y
Whirlmaster | 04207002-5510 | 01707646-2100 | *OBS*PUMP,TMCP,R0,.75HP CONT.,115V,60HZ,60HZ,1SPD,S/C,36"NEMA,INT A/S UP | .75 | 75 | 91693551 | 6.8 | 10.0 | 0 | 1 | 115 | 93521011 | Y
Whirlmaster | 04207002-5510 | 01707646-2300 | *OBS*PUMP,TMCP,R0,.75HP CONT.,115V,60HZ,1SPD,S/C,36"NEMA,INT A/S UP | .75 | 75 | 91693551 | 6.8 | 10.0 | 0 | 1 | 115 | 93521011 | Y
Whirlmaster | 04207002-5510 | 01707756-7010 | *OBS*PUMP,TMCP,R0,.75HP CONT.,115V,60HZ,1SPD,D/C,36"NEMA,A/S,A/F MTR,L/WR | .75 | 57 | 91693501 | 10 | 5.5 | 0 | 1 | 115 | 93560700 | Y
Whirlmaster | 04207002-5510 | 01707756-7310 | *OBS*PUMP,TMCP,R0,.75HP CONT.,115V,60HZ,1SPD,D/C,36"NEMA,A/S,A/F MOTOR,L/WR | .75 | 57 | 91693501 | 10 | 5.5 | 0 | 1 | 115 | 93560700 | Y
Whirlmaster | 04207002-5510 | 01707846-2010 | *OBS*PUMP,TMCP,R0,.75HP CONT.,115V,60HZ,1SPD,D/C,A/T | .75 |  | 91693551 |  |  |  | 1 | 115 | 93521002 | N
Whirlmaster | 04207002-5510 | 01707846-2100 | *OBS*PUMP,TMCP,R0,.75HP CONT.,115V,60HZ,1SPD,D/C,A/T | .75 |  | 91693551 |  |  |  | 1 | 115 | 93521002 | N
Whirlmaster | 04207002-5510 | 01707846-2300 | *OBS*PUMP,TMCP,R0,.75HP CONT.,115V,60HZ,1SPD,D/C,A/T | .75 |  | 91693551 |  |  |  | 1 | 115 | 93521002 | N
Whirlmaster | 04207002-5510 | 01707900-7010 | *OBS*PUMP,TMCP,R0,.75HP CONT.,115V,60HZ,1SPD,D/C,36"NEMA,A/S,A/F MOTOR | .75 | 75 | 91693551 | 6.8 | 7.4 | 0 | 1 | 115 | 93560700 | Y
Whirlmaster | 04207002-5510 | 01707901-7010 | *OBS*PUMP,TMCP,R0,.75HP CONT.,115V,60HZ,1SPD,D/C,36"NEMA,A/S,A/F MOTOR | .75 | 57 | 91693501 | 10 | 5.5 | 0 | 1 | 115 | 93560700 | Y
Whirlmaster | 04207001-5010 | 01707902-7010 | *OBS*PUMP,TMCP,R0,.75HP CONT.,115V,60HZ,1SPD,D/C,36"NEMA,A/F MOTOR | .75 | 75 | 91693551 | 6.8 | 7.4 | 0 | 1 | 115 | 93560700 | Y
only in 115V | N/A in 230V | 01707910-2010 | PUMP,TMCP,R0,.75HP CONT.,220V,60HZ,1SPD,D/C,36"NEMA,A/S,CUT OFF PLUG | .75 | 72 | 91693501 | 5.85 | 4.6 | 0 | 1 | 220 | 93521055 | Y
only in 115V | N/A in 230V | 01707910-2310 | PUMP,TMCP,R0,.75HP CONT.,220V,60HZ,1SPD,D/C,36"NEMA,A/S,CUT OFF PLUG | .75 | 72 | 91693501 | 5.85 | 4.6 | 0 | 1 | 220 | 93521055 | Y
| 01710502-2000 | 01710000-1010 | PUMP,TMCP,R0,1.0HP CONT.,115V,60HZ,1SPD,D/C | 1.0 | 85 | 91693601 | 10 | 12.0 | 0 | 1 | 115 | 93493001 | N
| 01710502-2000 | 01710000-2010 | PUMP,TMCP,R0,1.0HP CONT.,115V,60HZ,1SPD,D/C | 1.0 | 85 | 91693601 | 10 | 12.0 | 0 | 1 | 115 | 93523002 | N
| 01710502-2000 | 01710000-3010 | PUMP,TMCP,R0,1.0HP CONT.,115V,60HZ,1SPD,S/C | 1.0 | 80 | 91693601 | 10.8 | 10.6 | 0 | 1 | 115 | 93532000 | N
Whirlmaster | 04215008-5010 | 01710001-2010 | PUMP,TMCP,R0,1.0HP CONT.,230V,60HZ,1SPD,D/C,36" W/O PLUG | 1.0 | 85 | 91693601 | 10 | 6.1 | 0 | 1 | 230 | 93523050 | Y
Whirlmaster | 04215008-5010 | 01710005-2100 | PUMP,TMCP,R0,1.0HP CONT.,230V,60HZ,1SPD,D/C,AMERICH | 1.0 | [5 empty] | 1 | 230 |  | N
| 01710502-2000 | 01710010-1010 | PUMP,TMCP,R0,1.0HP CONT.,115V,60HZ,1SPD,D/C,A/S | 1.0 | 85 | 91693601 | 10 | 12.0 | 0 | 1 | 115 | 93493001 | N
only in 115V | N/A in 230V | 01710012-2000 | PUMP,TMCP,R0,1.0HP CONT.,230V,60HZ,1SPD,D/C,A/S | 1.0 | 85 | 91693601 | 10 | 6.1 | 0 | 1 | 230 | 93523050 | N
only in 115V | N/A in 230V | 01710012-2010 | PUMP,TMCP,R0,1.0HP CONT.,230V,60HZ,1SPD,D/C,A/S | 1.0 | 85 | 91693601 | 10 | 6.1 | 0 | 1 | 230 | 93523050 | N
only in 115V | N/A in 230V | 01710012-2100 | *OBS*PUMP,TMCP,R0,1.0HP CONT.,230V,60HZ,1SPD,D/C,A/S | 1.0 | 85 | 91693601 | 10 | 6.1 | 0 | 1 | 230 | 93523050 | N
only in 115V | N/A in 230V | 01710012-2300 | PUMP,TMCP,R0,1.0HP CONT.,230V,60HZ,1SPD,D/C,A/S | 1.0 | 85 | 91693601 | 10 | 6.1 | 0 | 1 | 230 | 93523050 | N
Whirlmaster | 04215008-5010 | 01710071-2010 | *OBS*PUMP,TMCP,R0,1.0HP CONT.,D/V,230V,50/60HZ,1SPD,D/C,1.5HP IMP | 1.0 | 85 | 91693651 | 10 | 6.7 | 0 | 1 | 230 | 93523080 | N
| 01710502-2000 | 01710120-1010 | PUMP,TMCP,R0,1.0HP CONT.,115V,60HZ,1SPD,D/C,A/T/M | 1.0 | 85 | 91693601 | 10 | 12.0 | 0 | 1 | 115 | 93493001 | N
| 01710502-2000 | 01710120-2000 | PUMP,TMCP,R0,1.0HP CONT.,115V,60HZ,1SPD,D/C,A/T/M | 1.0 | 85 | 91693601 | 10 | 12.0 | 0 | 1 | 115 | 93523002 | N
only in 115V | N/A in 230V | 01710125-2010 | PUMP,TMCP,R0,1.0HP CONT.,230V,60HZ,1SPD,D/C,A/T/LD SNR | 1.0 | 85 | 91693601 | 10 | 6.1 | 0 | 1 | 230 | 93523050 | N
no cord | 01710502-2000 | 01710243-2100 | *OBS*PUMP,TMCP,R0,1.0HP CONT.,115V,60HZ,1SPD,D/C,36"NEMA | 1.0 | 85 | 91693601 | 10 | 12.0 | 0 | 1 | 115 | 93523002 | Y
no cord | 01710502-2000 | 01710243-2300 | PUMP,TMCP,R0,1.0HP CONT.,115V,60HZ,1SPD,D/C,36"NEMA | 1.0 | 85 | 91693601 | 10 | 12.0 | 0 | 1 | 115 | 93523002 | Y
no cord | 01710502-2000 | 01710245-2100 | *OBS*PUMP,TMCP,R0,1.0HP CONT.,115V,60HZ,1SPD,D/C,36"NEMA,A/S | 1.0 | 85 | 91693601 | 10 | 12.0 | 0 | 1 | 115 | 93523002 | Y
no cord | 01710502-2000 | 01710245-2300 | PUMP,TMCP,R0,1.0HP CONT.,115V,60HZ,1SPD,D/C,36"NEMA,A/S | 1.0 | 85 | 91693601 | 10 | 12.0 | 0 | 1 | 115 | 93523002 | Y
| 01710502-2000 | 01710246-2010 | PUMP,TMCP,R0,1.0HP CONT.,115V,60HZ,1SPD,D/C,36"NEMA,A/T | 1.0 | 85 | 91693601 | 10 | 12.0 | 0 | 1 | 115 | 93523002 | Y
| 01710502-2000 | 01710246-2100 | *OBS*PUMP,TMCP,R0,1.0HP CONT.,115V,60HZ,1SPD,D/C,36"NEMA,A/T | 1.0 | 85 | 91693601 | 10 | 12.0 | 0 | 1 | 115 | 93523002 | Y
| 01710502-2000 | 01710246-2300 | PUMP,TMCP,R0,1.0HP CONT.,115V,60HZ,1SPD,D/C,36"NEMA,A/T | 1.0 | 85 | 91693601 | 10 | 12.0 | 0 | 1 | 115 | 93523002 | Y
| 01710502-2000 | 01710247-2100 | *OBS*PUMP,TMCP,R0,1.0HP CONT.,115V,60HZ,1SPD,D/C,36"NEMA,A/T/M | 1.0 | 85 | 91693601 | 10 | 12.0 | 0 | 1 | 115 | 93523002 | Y
| 01710502-2000 | 01710247-2300 | PUMP,TMCP,R0,1.0HP CONT.,115V,60HZ,1SPD,D/C,36"NEMA,A/T/M | 1.0 | 85 | 91693601 | 10 | 12.0 | 0 | 1 | 115 | 93523002 | Y
only in 115V | N/A in 230V | 01710296-2010 | PUMP,TMCP,R0,1.0HP CONT.,230V,60HZ,1SPD,D/C,72"NEMA,A/S,INT'L GDS ARB. | 1.0 | 85 | 91693601 | 10 | 6.1 | 0 | 1 | 230 | 93523050 | Y
Whirlmaster | 04215008-5010 | 01710297-2010 | PUMP,TMCP,R0,1.0HP CONT.,230V,60HZ,1SPD,D/C | 1.0 | 85 | 91693601 | 10 | 6.1 | 0 | 1 | 230 | 93523050 | Y
Whirlmaster | 04215008-5010 | 01710297-2100 | *OBS*PUMP,TMCP,R0,1.0HP CONT.,230V,60HZ,1SPD,D/C | 1.0 | 85 | 91693601 | 10 | 6.1 | 0 | 1 | 230 | 93523050 | N
Whirlmaster | 04215008-5010 | 01710297-2300 | PUMP,TMCP,R0,1.0HP CONT.,230V,60HZ,1SPD,D/C | 1.0 | 85 | 91693601 | 10 | 6.1 | 0 | 1 | 230 | 93523050 | N
no cord | 01710502-2000 | 01710380-1010 | PUMP,TMCP,R0,1.0HP CONT.,115V,60HZ,1SPD,S/C,36"NEMA,INT A/S | 1.0 | 85 | 91693601 | 10 | 12.0 | 0 | 1 | 115 | 93493011 | Y
no cord | 01710502-2000 | 01710463-2100 | PUMP,TMCP,R0,1.0HP CONT.,115V,60HZ,1SPD,S/C,36"NEMA,C/S | 1.0 | 84 | 91693601 | 9.0 | 12.0 | 0 | 1 | 115 | 93523005 | Y
no cord | 01710502-2000 | 01710463-2300 | PUMP,TMCP,R0,1.0HP CONT.,115V,60HZ,1SPD,S/C,36"NEMA,C/S | 1.0 | 84 | 91693601 | 9.0 | 12.0 | 0 | 1 | 115 | 93523005 | Y
no cord | 01710502-2000 | 01710469-2100 | PUMP,TMCP,R0,1.0HP CONT.,115V,60HZ,1SPD,S/C,36"NEMA,A/S 12:00 | 1.0 | 84 | 91693601 | 9.0 | 12.0 | 0 | 1 | 115 | 93523005 | Y
no cord | 01710502-2000 | 01710469-2300 | PUMP,TMCP,R0,1.0HP CONT.,115V,60HZ,1SPD,S/C,36"NEMA,A/S 12:00 | 1.0 | 84 | 91693601 | 9.0 | 12.0 | 0 | 1 | 115 | 93523005 | Y
| 01710502-2000 | 01710500-2010 | PUMP,TMCP,R0,1.0HP CONT.,115V,60HZ,1SPD,S/C | 1.0 | 84 | 91693601 | 9.0 | 12.0 | 0 | 1 | 115 | 93523005 | N
| 01710502-2000 | 01710500-2100 | PUMP,TMCP,R0,1.0HP CONT.,115V,60HZ,1SPD,S/C | 1.0 | 84 | 91693601 | 9.0 | 12.0 | 0 | 1 | 115 | 93523005 | N
| 01710502-2000 | 01710500-2300 | PUMP,TMCP,R0,1.0HP CONT.,115V,60HZ,1SPD,S/C | 1.0 | 84 | 91693601 | 9.0 | 12.0 | 0 | 1 | 115 | 93523005 | N
no cord | 01710502-2000 | 01710501-2000 | PUMP,TMCP,R0,1.0HP CONT.,115V,60HZ,1SPD,S/C,36"NEMA | 1.0 | 84 | 91693601 | 9.0 | 12.0 | 0 | 1 | 115 | 93523005 | Y
no cord | 01710502-2000 | 01710501-2010 | PUMP,TMCP,R0,1.0HP CONT.,115V,60HZ,1SPD,S/C,36"NEMA | 1.0 | 84 | 91693601 | 9.0 | 12.0 | 0 | 1 | 115 | 93523005 | Y
no cord | 01710502-2000 | 01710501-2100 | PUMP,TMCP,R0,1.0HP CONT.,115V,60HZ,1SPD,S/C,36"NEMA | 1.0 | 84 | 91693601 | 9.0 | 12.0 | 0 | 1 | 115 | 93523005 | Y
no cord | 01710502-2000 | 01710501-2110 | PUMP,TMCP,R0,1.0HP CONT.,115V,60HZ,1SPD,S/C,36"NEMA | 1.0 | 84 | 91693601 | 9.0 | 12.0 | 0 | 1 | 115 | 93523005 | Y
no cord | 01710502-2000 | 01710501-2120 | PUMP,TMCP,R0,1.0HP CONT.,115V,60HZ,1SPD,S/C,36"NEMA | 1.0 | 84 | 91693601 | 9.0 | 12.0 | 0 | 1 | 115 | 93523005 | Y
no cord | 01710502-2000 | 01710501-2300 | PUMP,TMCP,R0,1.0HP CONT.,115V,60HZ,1SPD,S/C,36"NEMA | 1.0 | 84 | 91693601 | 9.0 | 12.0 | 0 | 1 | 115 | 93523005 | Y
no cord | 01710502-2000 | 01710501-2320 | PUMP,TMCP,R0,1.0HP CONT.,115V,60HZ,1SPD,S/C,36"NEMA | 1.0 | 84 | 91693601 | 9.0 | 12.0 | 0 | 1 | 115 | 93523005 | Y
no cord | 01710502-2000 | 01710502-2000 | PUMP,TMCP,R0,1.0HP CONT.,115V,60HZ,1SPD,S/C,36"NEMA,A/S | 1.0 | 84 | 91693601 | 9.0 | 12.0 | 0 | 1 | 115 | 93523005 | Y
no cord | 01710502-2000 | 01710502-2010 | PUMP,TMCP,R0,1.0HP CONT.,115V,60HZ,1SPD,S/C,36"NEMA,A/S | 1.0 | 84 | 91693601 | 9.0 | 12.0 | 0 | 1 | 115 | 93523005 | Y
no cord | 01710502-2000 | 01710502-2100 | PUMP,TMCP,R0,1.0HP CONT.,115V,60HZ,1SPD,S/C,36"NEMA,A/S | 1.0 | 84 | 91693601 | 9.0 | 12.0 | 0 | 1 | 115 | 93523005 | Y
no cord | 01710502-2000 | 01710502-2120 | PUMP,TMCP,R0,1.0HP CONT.,115V,60HZ,1SPD,S/C,36"NEMA,A/S | 1.0 | 84 | 91693601 | 9.0 | 12.0 | 0 | 1 | 115 | 93523005 | Y
no cord | 01710502-2000 | 01710502-2300 | PUMP,TMCP,R0,1.0HP CONT.,115V,60HZ,1SPD,S/C,36"NEMA,A/S | 1.0 | 84 | 91693601 | 9.0 | 12.0 | 0 | 1 | 115 | 93523005 | Y
no cord | 01710502-2000 | 01710502-2310 | PUMP,TMCP,R0,1.0HP CONT.,115V,60HZ,1SPD,S/C,36"NEMA,A/S | 1.0 | 84 | 91693601 | 9.0 | 12.0 | 0 | 1 | 115 | 93523005 | Y
no cord | 01710502-2000 | 01710502-2320 | PUMP,TMCP,R0,1.0HP CONT.,115V,60HZ,1SPD,S/C,36"NEMA,A/S | 1.0 | 84 | 91693601 | 9.0 | 12.0 | 0 | 1 | 115 | 93523005 | Y
no cord | 01710502-2000 | 01710502-3010 | PUMP,TMCP,R0,1.0HP CONT.,115V,60HZ,1SPD,S/C,36"NEMA,A/S | 1.0 | 80 | 91693601 | 10.8 | 10.6 | 0 | 1 | 115 | 93532000 | Y
| 01710502-2000 | 01710503-2010 | PUMP,TMCP,R0,1.0HP CONT.,115V,60HZ,1SPD,S/C,A/S | 1.0 | 84 | 91693601 | 9.0 | 12.0 | 0 | 1 | 115 | 93523005 | N
no cord | 01710502-2000 | 01710538-2100 | PUMP,TMCP,R0,1.0HP CONT.,115V,60HZ,1SPD,D/C,36"NEMA,C/S | 1.0 | 85 | 91693601 | 10 | 12.0 | 0 | 1 | 115 | 93523002 | Y
no cord | 01710502-2000 | 01710538-2300 | PUMP,TMCP,R0,1.0HP CONT.,115V,60HZ,1SPD,D/C,36"NEMA,C/S | 1.0 | 85 | 91693601 | 10 | 12.0 | 0 | 1 | 115 | 93523002 | Y
only in 115V | N/A in 230V | 01710718-2300 | PUMP,TMCP,R0,1.0HP CONT.,230V,60HZ,1SPD,D/C,A/S,36"CORD,NO PLUG | 1.0 | 85 | 91693601 | 10 | 6.1 | 0 | 1 | 230 | 93523050 | Y
only in 115V | N/A in 230V | 01710719-2010 | PUMP,TMCP,R0,1.0HP CONT.,220V,60HZ,1SPD,S/C,36",A/S,W/O PLUG | 1.0 | 78 | 91693601 | 10 | 5.7 | 0 | 1 | 220 | 93523061 | Y
only in 115V | N/A in 230V | 01710719-2110 | PUMP,TMCP,R0,1.0HP CONT.,220V,60HZ,1SPD,S/C,36",A/S | 1.0 | 78 | 91693601 | 10 | 5.7 | 0 | 1 | 220 | 93523061 | Y
only in 115V | N/A in 230V | 01710719-2310 | PUMP,TMCP,R0,1.0HP CONT.,220V,60HZ,1SPD,S/C,36",A/S | 1.0 | 78 | 91693601 | 10 | 5.7 | 0 | 1 | 220 | 93523061 | Y
only in 115V | N/A in 230V | 01710913-2010 | PUMP,TMCP,R0,1.0HP CONT.,220V,60HZ,1SPD,S/C,36"SNGL FLAG,AQUA POWER A/S | 1.0 | 85 | 91693601 | 10 | 5.7 | 0 | 1 | 220 | 93523061 | Y
only in 115V | N/A in 230V | 01710913-2310 | PUMP,TMCP,R0,1.0HP CONT.,220V,60HZ,1SPD,S/C,36"SNGL FLAG,AQUA POWER A/S | 1.0 | 85 | 91693601 | 10 | 5.7 | 0 | 1 | 220 | 93523061 | Y
Whirlmaster | 04215001-5510 | 01715000-1010 | PUMP,TMCP,R0,1.5HP CONT.,115V,60HZ,1SPD,D/C | 1.5 | 90 | 91693651 | 14 | 16.0 | 0 | 1 | 115 | 93495001 | N
Whirlmaster | 04215001-5510 | 01715000-2010 | PUMP,TMCP,R0,1.5HP CONT.,115V,60HZ,1SPD,D/C | 1.5 | 99 | 91693651 | 11.1 | 15.0 | 0 | 1 | 115 | 93525015 | N
Whirlmaster | 04215001-5510 | 01715000-2110 | PUMP,TMCP,R0,1.5HP CONT.,115V,60HZ,1SPD,D/C | 1.5 | 99 | 91693651 | 11.1 | 15.0 | 0 | 1 | 115 | 93525015 | N
Whirlmaster | 04215001-5510 | 01715000-2310 | PUMP,TMCP,R0,1.5HP CONT.,115V,60HZ,1SPD,D/C | 1.5 | 99 | 91693651 | 11.1 | 15.0 | 0 | 1 | 115 | 93525015 | N
Whirlmaster | 04215006-5010 | 01715001-2010 | PUMP,TMCP,R0,1.5HP CONT.,D/V,230V,60HZ,1SPD,D/C | 1.5 | 92 | 91693651 | 14 | 7.5 | 0 | 1 | 230 | 93525015 | N
Whirlmaster | 04215002-5010 | 01715010-1010 | PUMP,TMCP,R0,1.5HP CONT.,D/V,115V,60HZ,1SPD,D/C,A/S | 1.5 | 90 | 91693651 | 14 | 16.0 | 0 | 1 | 115 | 93495001 | N
Whirlmaster | 04215002-5010 | 01715010-2010 | PUMP,TMCP,R0,1.5HP CONT.,D/V,115V,60HZ,1SPD,D/C,A/S | 1.5 | 99 | 91693651 | 11.1 | 15.0 | 0 | 1 | 115 | 93525015 | N
Whirlmaster | 04215002-5010 | 01715120-2010 | PUMP,TMCP,R0,1.5HP CONT.,D/V,115V,60HZ,1SPD,D/C,A/S/M | 1.5 | 99 | 91693651 | 11.1 | 15.0 | 0 | 1 | 115 | 93525015 | N
Whirlmaster | 04215001-5510 | 01715243-2020 | PUMP,TMCP,R0,1.5HP CONT.,115V,60HZ,1SPD,D/C,36"NEMA | 1.5 | 99 | 91693651 | 11.1 | 15.0 | 0 | 1 | 115 | 93525015 | Y
Whirlmaster | 04215001-5510 | 01715243-2100 | PUMP,TMCP,R0,1.5HP CONT.,115V,60HZ,1SPD,D/C,36"NEMA | 1.5 | 99 | 91693651 | 11.1 | 15.0 | 0 | 1 | 115 | 93525015 | Y
Whirlmaster | 04215001-5510 | 01715243-2120 | PUMP,TMCP,R0,1.5HP CONT.,115V,60HZ,1SPD,D/C,36"NEMA | 1.5 | 99 | 91693651 | 11.1 | 15.0 | 0 | 1 | 115 | 93525015 | Y
Whirlmaster | 04215001-5510 | 01715243-2300 | PUMP,TMCP,R0,1.5HP CONT.,115V,60HZ,1SPD,D/C,36"NEMA | 1.5 | 99 | 91693651 | 11.1 | 15.0 | 0 | 1 | 115 | 93525015 | Y
Whirlmaster | 04215001-5510 | 01715243-2320 | PUMP,TMCP,R0,1.5HP CONT.,115V,60HZ,1SPD,D/C,36"NEMA | 1.5 | 99 | 91693651 | 11.1 | 15.0 | 0 | 1 | 115 | 93525015 | Y
Whirlmaster | 04215002-5010 | 01715245-1010 | PUMP,TMCP,R0,1.5HP CONT.,115V,D/V,60HZ,1SPD,D/C,36"NEMA,A/S | 1.5 | 90 | 91693651 | 14 | 16.0 | 0 | 1 | 115 | 93495001 | Y
Whirlmaster | 04215002-5010 | 01715245-2010 | PUMP,TMCP,R0,1.5HP CONT.,115V,60HZ,1SPD,D/C,36"NEMA,A/S | 1.5 | 99 | 91693651 | 11.1 | 15.0 | 0 | 1 | 115 | 93525015 | Y
Whirlmaster | 04215002-5010 | 01715245-2100 | *OBS*PUMP,TMCP,R0,1.5HP CONT.,115V,60HZ,1SPD,D/C,36"NEMA,A/S | 1.5 | 99 | 91693651 | 11.1 | 15.0 | 0 | 1 | 115 | 93525015 | Y
Whirlmaster | 04215002-5010 | 01715245-2120 | *OBS*PUMP,TMCP,R0,1.5HP CONT.,115V,60HZ,1SPD,D/C,36"NEMA,A/S | 1.5 | 99 | 91693651 | 11.1 | 15.0 | 0 | 1 | 115 | 93525015 | Y
Whirlmaster | 04215002-5010 | 01715245-2300 | PUMP,TMCP,R0,1.5HP CONT.,115V,60HZ,1SPD,D/C,36"NEMA,A/S | 1.5 | 99 | 91693651 | 11.1 | 15.0 | 0 | 1 | 115 | 93525015 | Y
Whirlmaster | 04215002-5010 | 01715245-2310 | PUMP,TMCP,R0,1.5HP CONT.,115V,60HZ,1SPD,D/C,36"NEMA,A/S | 1.5 | 99 | 91693651 | 11.1 | 15.0 | 0 | 1 | 115 | 93525015 | Y
Whirlmaster | 04215002-5010 | 01715245-2320 | PUMP,TMCP,R0,1.5HP CONT.,115V,60HZ,1SPD,D/C,36"NEMA,A/S | 1.5 | 99 | 91693651 | 11.1 | 15.0 | 0 | 1 | 115 | 93525015 | Y
Whirlmaster | 04215002-5010 | 01715246-2010 | PUMP,TMCP,R0,1.5HP CONT.,115V,60HZ,1SPD,D/C,36"NEMA,A/T | 1.5 | 99 | 91693651 | 11.1 | 15.0 | 0 | 1 | 115 | 93525015 | Y
Whirlmaster | 04215002-5010 | 01715246-2020 | PUMP,TMCP,R0,1.5HP CONT.,115V,60HZ,1SPD,D/C,36"NEMA,A/T | 1.5 | 99 | 91693651 | 11.1 | 15.0 | 0 | 1 | 115 | 93525015 | Y
Whirlmaster | 04215002-5010 | 01715246-2120 | PUMP,TMCP,R0,1.5HP CONT.,115V,60HZ,1SPD,D/C,36"NEMA,A/T | 1.5 | 99 | 91693651 | 11.1 | 15.0 | 0 | 1 | 115 | 93525015 | Y
Whirlmaster | 04215002-5010 | 01715246-2320 | *OBS*PUMP,TMCP,R0,1.5HP CONT.,115V,60HZ,1SPD,D/C,36"NEMA,A/T | 1.5 | 99 | 91693651 | 11.1 | 15.0 | 0 | 1 | 115 | 93525015 | Y
Whirlmaster | 04215001-5510 | 01715500-2010 | PUMP,TMCP,R0,1.5HP CONT.,D/V,115V,60HZ,1SPD,S/C | 1.5 | 88 | 91693651 | 14 | 14.6 | 0 | 1 | 115 | 93525003 | N
Whirlmaster | 04215002-5010 | 01715502-2010 | PUMP,TMCP,R0,1.5HP CONT.,115V,60HZ,1SPD,S/C,36"NEMA,A/S | 1.5 | 88 | 91693651 | 14 | 14.6 | 0 | 1 | 115 | 93525003 | Y
Whirlmaster | 04215002-5010 | 01715502-2020 | PUMP,TMCP,R0,1.5HP CONT.,115V,60HZ,1SPD,S/C,36"NEMA,A/S | 1.5 | 88 | 91693651 | 14 | 14.6 | 0 | 1 | 115 | 93525003 | Y
Whirlmaster | 04215002-5010 | 01715502-2320 | PUMP,TMCP,R0,1.5HP CONT.,115V,60HZ,1SPD,S/C,36"NEMA,A/S | 1.5 | 88 | 91693651 | 14 | 14.6 | 0 | 1 | 115 | 93525003 | Y
Whirlmaster | 04215002-5010 | 01715502-3010 | PUMP,TMCP,R0,1.5HP CONT.,115V,60HZ,1SPD,S/C,36"NEMA,A/S | 1.5 | 120 | 91693651 | 4.3 | 13.7 | 0 | 1 | 115 | 93533000 | Y
Whirlmaster | 04215002-5010 | 01715503-2010 | PUMP,TMCP,R0,1.5HP CONT.,115V,60HZ,1SPD,S/C,A/S | 1.5 | 88 | 91693651 | 14 | 14.6 | 0 | 1 | 115 | 93525003 | N
only in 115V | N/A in 230V | 01715718-2010 | PUMP,TMCP,R0,1.5HP CONT.,230V,60HZ,1SPD,D/C,A/S,36"CORD,NO PLUG | 1.5 | 92 | 91693651 | 14 | 7.5 | 0 | 1 | 230 | 93525015 | Y
only in 115V | N/A in 230V | 01715718-2310 | PUMP,TMCP,R0,1.5HP CONT.,230V,60HZ,1SPD,D/C,A/S,36"CORD,NO PLUG | 1.5 | 92 | 91693651 | 14 | 7.5 | 0 | 1 | 230 | 93525015 | Y
Whirlmaster | 04415002-5010 | 01720000-2010 | *OBS*PUMP,TMCP,R0,2.0HP CONT.,230V,60HZ,1SPD,D/C | 2.0 | 108 | 91693700 | 15 | 8.5 | 0 | 1 | 230 | 93526000 | N
Whirlmaster | 04415001-5510 | 01720026-1010 | PUMP,TMCP,R0,2.0HP CONT.,D/V,115V,60HZ,1SPD,D/C | 2.0 | 108 | 91693700 | 15 | 20.0 | 0 | 1 | 115 | 93496000 | N
Whirlmaster | 04415002-5010 | 01720500-2010 | PUMP,TMCP,R0,2.0HP CONT.,230V,60HZ,1SPD,S/C | 2.0 | 108 | 91693700 | 15 | 7.2 | 0 | 1 | 230 | 93526003 | N
| n/a in 1/15HP | 01793643-2010 | PUMP,TMCP,R0,1/15HP CONT.,115V,60HZ,1SPD,S/C,36"NEMA,A/S,HIGH-FLO | 1/15 | 10 | 91693601 | 4.3 | 1.3 | 0 | 1 | 115 | 93529302 | Y
| N/A | 01796754-1210 | *OBS*PUMP,TMCP,R0,1/8HP CONT.,115V,60HZ,1SPD,D/C,40"NEMA,A/S,L/WR | 1/8 | 38 | 91693651 | 4 | 1.5 | 0 | 1 | 115 | 93499602 | Y
| N/A | 01796755-1010 | *OBS*PUMP,TMCP,R0,1/8HP CONT.,115V,60HZ,1SPD,D/C,40"NEMA,A/S | 1/8 | 38 | 91693651 | 4 | 1.5 | 0 | 1 | 115 | 93499602 | Y
contact the tub manufacturer for 2-3 speed | N/A | 01807000-1010 | PUMP,TMCP,R0,.75HP CONT.,115V,60HZ,2SPD,D/C | .75 | 40 | 91693551 | 11 | 8.8 | 2.6 | 2 | 115 | 93491341 | N
contact the tub manufacturer for 2-3 speed | N/A | 01807278-1010 | PUMP,TMCP,R0,.75HP CONT.,115V,60HZ,2SPD,D/C,36"NEMA,A/S DOWN,W/93000023 | .75 | 40 | 91693551 | 11 | 8.8 | 2.6 | 2 | 115 | 93491341 | Y
contact the tub manufacturer for 2-3 speed | N/A | 01807856-1010 | PUMP,TMCP,R0,.75HP CONT.,115V,60HZ,2SPD,D/C,36"NEMA,A/S,L/WR | .75 | 40 | 91693551 | 11 | 8.8 | 2.6 | 2 | 115 | 93491341 | Y
contact the tub manufacturer for 2-3 speed | N/A | 01807856-1310 | PUMP,TMCP,R0,.75HP CONT.,115V,60HZ,2SPD,D/C,36"NEMA,A/S,L/WR | .75 | 46 | 91693501 | 10 | 7.7 | 0 | 2 | 115 | 93491341 | Y
contact the tub manufacturer for 2-3 speed | N/A | 01810000-1010 | PUMP,TMCP,R0,1.0HP CONT.,115V,60HZ,2SPD,D/C | 1.0 | 85 | 91693601 | 10 | 11.0 | 2.9 | 2 | 115 | 93493341 | N
contact the tub manufacturer for 2-3 speed | N/A | 01810500-2010 | PUMP,TMCP,R0,1.0HP CONT.,115V,60HZ,2SPD,S/C | 1.0 | 85 | 91693601 | 10 | 10.3 | 3.5 | 2 | 115 | 93523353 | N
contact the tub manufacturer for 2-3 speed | N/A | 01810500-2100 | PUMP,TMCP,R0,1.0HP CONT.,115V,60HZ,2SPD,S/C | 1.0 | 85 | 91693601 | 10 | 10.3 | 3.5 | 2 | 115 | 93523353 | N
contact the tub manufacturer for 2-3 speed | N/A | 01810500-2300 | PUMP,TMCP,R0,1.0HP CONT.,115V,60HZ,2SPD,S/C | 1.0 | 85 | 91693601 | 10 | 10.3 | 3.5 | 2 | 115 | 93523353 | N
contact the tub manufacturer for 2-3 speed | N/A | 01810510-2010 | PUMP,TMCP,R0,1.0HP CONT.,115V,60HZ,2SPD,S/C,48"4P | 1.0 | 85 | 91693601 | 10 | 10.3 | 3.5 | 2 | 115 | 93523353 | Y
contact the tub manufacturer for 2-3 speed | N/A | 01810510-2310 | PUMP,TMCP,R0,1.0HP CONT.,115V,60HZ,2SPD,S/C,48"4P | 1.0 | 85 | 91693601 | 10 | 10.3 | 3.5 | 2 | 115 | 93523353 | Y
contact the tub manufacturer for 2-3 speed | N/A | 01810520-2010 | *OBS*PUMP,TMCP,R0,1.0HP CONT.,115V,60HZ,2SPD,D/C,36"4P | 1.0 | 85 | 91693601 | 10 | 10.3 | 2.9 | 2 | 115 | 93523342 | Y
contact the tub manufacturer for 2-3 speed | N/A | 01815000-1010 | PUMP,TMCP,R0,1.5HP CONT.,115V,60HZ,2SPD,D/C | 1.5 | 102 | 91693651 | 14 | 13.8 | 3.8 | 2 | 115 | 93495111 | N
contact the tub manufacturer for 2-3 speed | N/A | 01815005-1010 | PUMP,TMCP,R0,1.5HP CONT.,230V,60HZ,2SPD,D/C | 1.5 | 102 | 91693651 | 14 | 8.0 | 2.6 | 2 | 230 | 93495141 | N
contact the tub manufacturer for 2-3 speed | N/A | 01815500-2010 | PUMP,TMCP,R0,1.5HP CONT.,115V,60HZ,2SPD,S/C | 1.5 | 102 | 91693651 | 14 | 14.4 | 3.9 | 2 | 115 | 93525104 | N
contact the tub manufacturer for 2-3 speed | N/A | 01820000-1010 | PUMP,TMCP,R0,2.0HP CONT.,230V,60HZ,2SPD,D/C | 2.0 | 108 | 91693700 | 15 | 8.5 | 2.8 | 2 | 230 | 93496103 | N
contact the tub manufacturer for 2-3 speed | N/A | 01910000-2000 | *OBS*PUMP,TMCP,R0,1.0HP CONT.,115V,60HZ,3SPD,D/C | 1.0 |  | 91693601 |  |  |  | 3 | 115 | 93523400 | N
contact the tub manufacturer for 2-3 speed | N/A | 01910000-2100 | *OBS*PUMP,TMCP,R0,1.0HP CONT.,115V,60HZ,3SPD,D/C | 1.0 |  | 91693601 |  |  |  | 3 | 115 | 93523400 | N
contact the tub manufacturer for 2-3 speed | N/A | 01910000-2300 | *OBS*PUMP,TMCP,R0,1.0HP CONT.,115V,60HZ,3SPD,D/C | 1.0 |  | 91693601 |  |  |  | 3 | 115 | 93523400 | N
contact the tub manufacturer for 2-3 speed | N/A | 01910055-2100 | *OBS*PUMP,TMCP,R0,1.0HP CONT.,115V,60HZ,3SPD,D/C,36"NEMA,C/S | 1.0 |  | 91693601 |  |  |  | 3 | 115 | 93523400 | Y
contact the tub manufacturer for 2-3 speed | N/A | 01910055-2300 | *OBS*PUMP,TMCP,R0,1.0HP CONT.,115V,60HZ,3SPD,D/C,36"NEMA,C/S | 1.0 |  | 91693601 |  |  |  | 3 | 115 | 93523400 | Y
contact the tub manufacturer for 2-3 speed | N/A | 01910245-2010 | PUMP,TMCP,R0,1.0HP CONT.,115V,60HZ,3SPD,D/C,36"NEMA,A/S | 1.0 | 85 | 91693601 | 10 | 11.0 | 5.8 | 3 | 115 | 93523410 | Y
contact the tub manufacturer for 2-3 speed | N/A | 01910500-2000 | PUMP,TMCP,R0,1.0HP CONT.,115V,60HZ,3SPD,S/C | 1.0 | 85 | 91693601 | 8.7 | 11.0 | 7.1 | 3 | 115 | 93523403 | N
contact the tub manufacturer for 2-3 speed | N/A | 01910500-2010 | PUMP,TMCP,R0,1.0HP CONT.,115V,60HZ,3SPD,S/C | 1.0 | 85 | 91693601 | 8.7 | 11.0 | 7.1 | 3 | 115 | 93523403 | N
contact the tub manufacturer for 2-3 speed | N/A | 01910500-2100 | PUMP,TMCP,R0,1.0HP CONT.,115V,60HZ,3SPD,S/C | 1.0 | 85 | 91693601 | 8.7 | 11.0 | 7.1 | 3 | 115 | 93523403 | N
contact the tub manufacturer for 2-3 speed | N/A | 01910500-2300 | PUMP,TMCP,R0,1.0HP CONT.,115V,60HZ,3SPD,S/C | 1.0 | 85 | 91693601 | 8.7 | 11.0 | 7.1 | 3 | 115 | 93523403 | N
contact the tub manufacturer for 2-3 speed | N/A | 01915064-2000 | *OBS*PUMP,TMCP,R0,1.5MBHP,115V,60HZ,3SPD,D/C,A/S | 1.0 | 85 | 91693601 | 10 | 11.0 | 5.8 | 3 | 115 | 93523410 | N
could use whirlmaster 04207002-5510(3/4HP) | n/a in 1/2HP | 03905001-7010 | PUMP,TMCP,R0,.75MBHP,115V,60HZ,1SPD,D/C,A/S,36"NEMA | .50 | 50 | 91693501 | 9.7 | 5.1 | 0 | 1 | 115 | 93560500 | Y
could use whirlmaster 04207002-5510(3/4HP) | n/a in 1/2HP | 03905001-7110 | PUMP,TMCP,R0,.75MBHP,115V,60HZ,1SPD,D/C,A/S,36"NEMA | .50 | 50 | 91693501 | 9.7 | 5.1 | 0 | 1 | 115 | 93560500 | Y
Whirlmaster | 04207001-5010 | 03907000-2010 | PUMP,TMCP,R0,1.0MBHP,115V,60HZ,1SPD,S/C,36"4P | .75 | 77 | 91693551 | 6.9 | 10.0 | 0 | 1 | 115 | 93521005 | Y
Whirlmaster | 04207001-5010 | 03907000-2310 | PUMP,TMCP,R0,1.0MBHP,115V,60HZ,1SPD,S/C,36"4P | .75 | 77 | 91693551 | 6.9 | 10.0 | 0 | 1 | 115 | 93521005 | Y
Whirlmaster | 04207001-5010 | 03907000-3110 | PUMP,TMCP,R0,1.0MBHP,115V,60HZ,1SPD,S/C,36"4P | .75 | 60 | 91693551 | 11.7 | 7.5 | 0 | 1 | 115 | 93531050 | Y
Whirlmaster | 04207001-5010 | 03907001-2310 | PUMP,TMCP,R0,1.0MBHP,115V,60HZ,1SPD,S/C,48"4P | .75 | 77 | 91693551 | 6.9 | 10.0 | 0 | 1 | 115 | 93521005 | Y
Whirlmaster | 04207002-5510 | 03907245-2010 | *OBS*PUMP,TMCP,R0,1.0MBHP,115V,60HZ,1SPD,D/C,36"NEMA,A/S | .75 |  | 91693551 |  |  |  | 1 | 115 | 93521002 | Y
Whirlmaster | 04207002-5510 | 03907380-1010 | PUMP,TMCP,R0,1.0MBHP,115V,60HZ,1SPD,S/C,36"NEMA,INT A/S | .75 | 35 | 91693551 | 15 | 8.6 | 0 | 1 | 115 | 93491011 | Y
Whirlmaster | 04207002-5510 | 03907464-2010 | PUMP,TMCP,R0,1.0MBHP,115V,60HZ,1SPD,S/C,36"NEMA,INT A/S | .75 |  | 91693551 |  |  |  | 1 | 115 | 93521015 | Y
Whirlmaster | 04207002-5510 | 03907464-2110 | PUMP,TMCP,R0,1.0MBHP,115V,60HZ,1SPD,S/C,36"NEMA,INT A/S | .75 |  | 91693551 |  |  |  | 1 | 115 | 93521015 | Y
Whirlmaster | 04207002-5510 | 03907464-2310 | PUMP,TMCP,R0,1.0MBHP,115V,60HZ,1SPD,S/C,36"NEMA,INT A/S | .75 |  | 91693551 |  |  |  | 1 | 115 | 93521015 | Y
Whirlmaster | 04207002-5510 | 03907499-2010 | PUMP,TMCP,R0,1.0MBHP,115V,60HZ,1SPD,S/C,36"NEMA,A/S,H/F | .75 | 77 | 91693551 | 6.9 | 10.0 | 0 | 1 | 115 | 93521005 | Y
Whirlmaster | 04207001-5010 | 03907501-2100 | PUMP,TMCP,R0,1.0MBHP,115V,60HZ,1SPD,S/C,36"NEMA | .75 | 77 | 91693551 | 6.9 | 10.0 | 0 | 1 | 115 | 93521005 | Y
Whirlmaster | 04207001-5010 | 03907501-2300 | PUMP,TMCP,R0,1.0MBHP,115V,60HZ,1SPD,S/C,36"NEMA | .75 | 77 | 91693551 | 6.9 | 10.0 | 0 | 1 | 115 | 93521005 | Y
Whirlmaster | 04207001-5010 | 03907501-3100 | PUMP,TMCP,R0,1.0MBHP,115V,60HZ,1SPD,S/C,36"NEMA | .75 | 60 | 91693551 | 11.7 | 7.5 | 0 | 1 | 115 | 93531050 | Y
Whirlmaster | 04207001-5010 | 03907501-3110 | PUMP,TMCP,R0,1.0MBHP,115V,60HZ,1SPD,S/C,36"NEMA | .75 | 60 | 91693551 | 11.7 | 7.5 | 0 | 1 | 115 | 93531050 | Y
Whirlmaster | 04207001-5010 | 03907501-5100 | PUMP,15FR,TMCP,R0,1.0MBHP,115V,60HZ,1SPD,S/C,36"NEMA | .75 | 50 | 91693551 | 14.0 | 7.2 | 0 | 1 | 115 | 93511000 | Y
Whirlmaster | 04207002-5510 | 03907502-2000 | PUMP,TMCP,R0,1.0MBHP,115V,60HZ,1SPD,S/C,36"NEMA,A/S | .75 | 77 | 91693551 | 6.9 | 10.0 | 0 | 1 | 115 | 93521005 | Y
Whirlmaster | 04207002-5510 | 03907502-2010 | PUMP,TMCP,R0,1.0MBHP,115V,60HZ,1SPD,S/C,36"NEMA,A/S | .75 | 77 | 91693551 | 6.9 | 10.0 | 0 | 1 | 115 | 93521005 | Y
Whirlmaster | 04207002-5510 | 03907502-2100 | PUMP,TMCP,R0,1.0MBHP,115V,60HZ,1SPD,S/C,36"NEMA,A/S | .75 | 77 | 91693551 | 6.9 | 10.0 | 0 | 1 | 115 | 93521005 | Y
Whirlmaster | 04207002-5510 | 03907502-2110 | PUMP,TMCP,R0,1.0MBHP,115V,60HZ,1SPD,S/C,36"NEMA,A/S | .75 | 77 | 91693551 | 6.9 | 10.0 | 0 | 1 | 115 | 93521005 | Y
Whirlmaster | 04207002-5510 | 03907502-2300 | PUMP,TMCP,R0,1.0MBHP,115V,60HZ,1SPD,S/C,36"NEMA,A/S | .75 | 77 | 91693551 | 6.9 | 10.0 | 0 | 1 | 115 | 93521005 | Y
Whirlmaster | 04207002-5510 | 03907502-2310 | PUMP,TMCP,R0,1.0MBHP,115V,60HZ,1SPD,S/C,36"NEMA,A/S | .75 | 77 | 91693551 | 6.9 | 10.0 | 0 | 1 | 115 | 93521005 | Y
Whirlmaster | 04207002-5510 | 03907502-3010 | PUMP,TMCP,R0,1.0MBHP,115V,60HZ,1SPD,S/C,36"NEMA,A/S | .75 | 60 | 91693551 | 11.7 | 7.5 | 0 | 1 | 115 | 93531050 | Y
Whirlmaster | 04207002-5510 | 03907502-3110 | PUMP,TMCP,R0,1.0MBHP,115V,60HZ,1SPD,S/C,36"NEMA,A/S | .75 | 60 | 91693551 | 11.7 | 7.5 | 0 | 1 | 115 | 93531050 | Y
Whirlmaster | 04207002-5510 | 03907502-5010 | PUMP,15FR,TMCP,R0,1.0MBHP,115V,60HZ,1SPD,S/C,36"NEMA,A/S | .75 | 50 | 91693551 | 14.0 | 7.2 | 0 | 1 | 115 | 93511000 | Y
Whirlmaster | 04207002-5510 | 03907502-5110 | PUMP,15FR,TMCP,R0,1.0MBHP,115V,60HZ,1SPD,S/C,36"NEMA,A/S | .75 | 50 | 91693551 | 14.0 | 7.2 | 0 | 1 | 115 | 93511000 | Y
Whirlmaster | 04207002-5510 | 03907502-5300 | PUMP,15FR,TMPC,R0,1.0MBHP,115V,60HZ,1SPD,S/C,36"NEMA,A/S | .75 | 50 | 91693551 | 14.0 | 7.2 | 0 | 1 | 115 | 93511000 | Y
Whirlmaster | 04207002-5510 | 03907502-5310 | PUMP,15FR,TMCP,R0,1.0MBHP,115V,60HZ,1SPD,S/C,36"NEMA,A/S | .75 | 50 | 91693551 | 14.0 | 7.2 | 0 | 1 | 115 | 93511000 | Y
Whirlmaster | 04207002-5510 | 03907502-7000 | PUMP,TMCP,R0,1.0MBHP,115V,60HZ,1SPD,D/C,36"NEMA,A/S,RST,A/F MOTOR | .75 | 75 | 91693551 | 6.8 | 7.4 | 0 | 1 | 115 | 93560700 | Y
Whirlmaster | 04207002-5510 | 03907502-7010 | PUMP,TMCP,R0,1.0MBHP,115V,60HZ,1SPD,D/C,36"NEMA,A/S,RST,A/F MOTOR | .75 | 75 | 91693551 | 6.8 | 7.4 | 0 | 1 | 115 | 93560700 | Y
Whirlmaster | 04207002-5510 | 03907502-7100 | PUMP,TMCP,R0,1.0MBHP,115V,60HZ,1SPD,D/C,36"NEMA,A/S,RST,A/F MOTOR | .75 | 75 | 91693551 | 6.8 | 7.4 | 0 | 1 | 115 | 93560700 | Y
Whirlmaster | 04207002-5510 | 03907502-7110 | PUMP,TMCP,R0,1.0MBHP,115V,60HZ,1SPD,D/C,36"NEMA,A/S,RST,A/F MOTOR | .75 | 75 | 91693551 | 6.8 | 7.4 | 0 | 1 | 115 | 93560700 | Y
Whirlmaster | 04207001-5010 | 03907508-2000 | PUMP,TMCP,R0,1.0MBHP,115V,60HZ,1SPD,S/C,36"NEMA,AMERICH | .75 | 77 | 91693551 | 6.9 | 10.0 | 0 | 1 | 115 | 93521005 | Y
Whirlmaster | 04207001-5010 | 03907508-2100 | PUMP,TMCP,R0,1.0MBHP,115V,60HZ,1SPD,S/C,36"NEMA,AMERICH | .75 | 77 | 91693551 | 6.9 | 10.0 | 0 | 1 | 115 | 93521005 | Y
Whirlmaster | 04207001-5010 | 03907508-2300 | PUMP,TMCP,R0,1.0MBHP,115V,60HZ,1SPD,S/C,36"NEMA,AMERICH | .75 | 77 | 91693551 | 6.9 | 10.0 | 0 | 1 | 115 | 93521005 | Y
Whirlmaster | 04207001-5010 | 03907508-2400 | PUMP,TMCP,R0,1.0MBHP,115V,60HZ,1SPD,S/C,36"NEMA,AMERICH | .75 | 77 | 91693551 | 6.9 | 10.0 | 0 | 1 | 115 | 93521005 | Y
Whirlmaster | 04207001-5010 | 03907508-7100 | PUMP,TMCP,R0,1.0MBHP,115V,60HZ,1SPD,D/C,36"NEMA,,A/F MOTOR,AMERICH | .75 | 75 | 91693551 | 6.8 | 7.4 | 0 | 1 | 115 | 93560700 | Y
Whirlmaster | 04207001-5010 | 03907508-7300 | PUMP,TMCP,R0,1.0MBHP,115V,60HZ,1SPD,D/C,36"NEMA,,A/F MOTOR,AMERICH | .75 | 75 | 91693551 | 6.8 | 7.4 | 0 | 1 | 115 | 93560700 | Y
Whirlmaster | 04207001-5010 | 03907561-7110 | *OBS*PUMP,TMCP,R0,1.0MBHP,115V,60HZ,1SPD,D/C,36"4P,A/F MOTOR | .75 | 75 | 91693551 | 6.8 | 7.4 | 0 | 1 | 115 | 93560700 | Y
Whirlmaster | 04207002-5510 | 03907756-7110 | *OBS*PUMP,TMCP,R0,1.0MBHP,115V,60HZ,1SPD,D/C,36"NEMA,A/S,A/F MTR,L/WR | .75 | 57 | 91693501 | 10 | 5.5 | 0 | 1 | 115 | 93560700 | Y
Whirlmaster | 04207002-5510 | 03907901-7100 | *OBS*PUMP,TMCP,R0,1.0MBHP,115V,60HZ,1SPD,D/C,36"NEMA,A/S,A/F MOTOR,LO-FLO | .75 | 57 | 91693501 | 10 | 5.5 | 0 | 1 | 115 | 93560700 | Y
only in 115V | N/A in 230V | 03910012-2000 | PUMP,TMCP,R0,1.5MBHP,230V,60HZ,1SPD,D/C,A/S | 1.0 | 85 | 91693601 | 10 | 6.1 | 0 | 1 | 230 | 93523050 | N
no cord | 01710502-2000 | 03910246-1010 | PUMP,TMCP,R0,1.5MBHP,115V,60HZ,1SPD,D/C,36"NEMA,A/T | 1.0 | 85 | 91693601 | 10 | 12.0 | 0 | 1 | 115 | 93493001 | Y
no cord | 01710502-2000 | 03910380-1010 | PUMP,TMCP,R0,1.5MBHP,115V,60HZ,1SPD,S/C,36"NEMA,INT A/S | 1.0 | 85 | 91693601 | 10 | 12.0 | 0 | 1 | 115 | 93493001 | Y
no cord | 01710502-2000 | 03910469-2100 | PUMP,TMCP,R0,1.5MBHP,115V,60HZ,1SPD,S/C,36"NEMA,A/S @ 12:00,RST | 1.0 | 84 | 91693601 | 9.0 | 12.0 | 0 | 1 | 115 | 93523005 | Y
no cord | 01710502-2000 | 03910469-2300 | PUMP,TMCP,R0,1.5MBHP,115V,60HZ,1SPD,S/C,36"NEMA,A/S@12:00,RST | 1.0 | 84 | 91693601 | 9.0 | 12.0 | 0 | 1 | 115 | 93523005 | Y
| 01710502-2000 | 03910500-2100 | PUMP,TMCP,R0,1.5MBHP,115V,60HZ,1SPD,S/C | 1.0 | 84 | 91693601 | 9.0 | 12.0 | 0 | 1 | 115 | 93523005 | N
no cord | 01710502-2000 | 03910501-2100 | PUMP,TMCP,R0,1.5MBHP,115V,60HZ,1SPD,S/C,36"NEMA | 1.0 | 84 | 91693601 | 9.0 | 12.0 | 0 | 1 | 115 | 93523005 | Y
no cord | 01710502-2000 | 03910501-2300 | PUMP,TMCP,R0,1.5MBHP,115V,60HZ,1SPD,S/C,36"NEMA | 1.0 | 84 | 91693601 | 9.0 | 12.0 | 0 | 1 | 115 | 93523005 | Y
| N/A | 03910501-5100 | PUMP,15FR,TMCP,R0,106.2GPM,10.0A,115V,60HZ,1SPD,S/C,36"NEMA | 1.0 | 80 | 91693601 | 11.0 | 9.7 | 0 | 1 | 115 | 93512000 | Y
no cord | 01710502-2000 | 03910502-2010 | PUMP,TMCP,R0,1.5MBHP,115V,60HZ,1SPD,S/C,36"NEMA,A/S | 1.0 | 84 | 91693601 | 9.0 | 12.0 | 0 | 1 | 115 | 93523005 | Y
no cord | 01710502-2000 | 03910502-2110 | PUMP,TMCP,R0,1.5MBHP,115V,60HZ,1SPD,S/C,36"NEMA,A/S | 1.0 | 84 | 91693601 | 9.0 | 12.0 | 0 | 1 | 115 | 93523005 | Y
Whirlmaster | 04215002-5010 | 03915245-1010 | PUMP,TMCP,R0,2.0MBHP,115V,60HZ,1SPD,D/C,36"NEMA,A/S | 1.5 | 90 | 91693651 | 14 | 16.0 | 0 | 1 | 115 | 93495001 | Y
Whirlmaster | 04215002-5010 | 03915245-2010 | PUMP,TMCP,R0,2.0MBHP,115V,60HZ,1SPD,D/C,36"NEMA,A/S | 1.5 | 99 | 91693651 | 11.1 | 15.0 | 0 | 1 | 115 | 93525015 | Y
Whirlmaster | 04215002-5010 | 03915245-2300 | PUMP,TMCP,R0,2.0MBHP,115V,60HZ,1SPD,D/C,36"NEMA,A/S | 1.5 | 99 | 91693651 | 11.1 | 15.0 | 0 | 1 | 115 | 93525015 | Y
Whirlmaster | 04215002-5010 | 03915245-2310 | PUMP,TMCP,R0,2.0MBHP,115V,60HZ,1SPD,D/C,36"NEMA,A/S | 1.5 | 99 | 91693651 | 11.1 | 15.0 | 0 | 1 | 115 | 93525015 | Y
Whirlmaster | 04215006-5010 | 03915346-2100 | PUMP,TMCP,R0,2.0MBHP,D/V,230V,60HZ,1SPD,S/C | 1.5 | 90 | 91693651 | 14 | 7.5 | 0 | 1 | 230 | 93525003 | N
Whirlmaster | 04215006-5010 | 03915346-2110 | PUMP,TMCP,R0,2.0MBHP,D/V,230V,60HZ,1SPD,S/C | 1.5 | 90 | 91693651 | 14 | 7.5 | 0 | 1 | 230 | 93525003 | N
Whirlmaster | 04215001-5510 | 03915347-2100 | PUMP,TMCP,R0,2.0MBHP,D/V,115V,60HZ,1SPD,D/C | 1.5 | 99 | 91693651 | 11.1 | 15.0 | 0 | 1 | 115 | 93525015 | N
only in 115V | N/A in 230V | 03915502-2010 | PUMP,TMCP,R0,2.0MBHP,230V,60HZ,1SPD,S/C,36"NEMA,A/S | 1.5 | 90 | 91693651 | 14 | 7.5 | 0 | 1 | 230 | 93525003 | Y
only in 115V | N/A in 230V | 03915502-2110 | PUMP,TMCP,R0,2.0MBHP,D/V,230V,60HZ,1SPD,S/C,36"NEMA,A/S | 1.5 | 90 | 91693651 | 14 | 7.5 | 0 | 1 | 230 | 93525003 | Y
Whirlmaster | 04215001-5510 | 03915935-2100 | PUMP,TMCP,R0,2.0MBHP,D/V,115V,60HZ,1SPD,D/C,LT BLUWE,AQUATIC | 1.5 | 99 | 91693651 | 11.1 | 15.0 | 0 | 1 | 115 | 93525015 | N
Whirlmaster | 04215001-5510 | 03915935-3100 | PUMP,TMCP,R0,2.0MBHP,115V,60HZ,1SPD,S/C,LT BLUE WE | 1.5 | 120 | 91693651 | 4.3 | 13.7 | 0 | 1 | 115 | 93533000 | N
Whirlmaster | 04415002-5010 | 03920000-2010 | PUMP,TMCP,R0,3.5MBHP,230V,60HZ,1SPD,D/C | 2.0 | 108 | 91693700 | 15 | 7.2 | 0 | 1 | 230 | 93526003 | N
contact the tub manufacturer for 2-3 speed | N/A | 04010000-2010 | *OBS*PUMP,TMCP,R0,1.5MBHP,115V,60HZ,3SPD,D/C | 1.5 |  | 91693601 |  |  |  | 3 | 115 | 93523400 | N
contact the tub manufacturer for 2-3 speed | N/A | 04010001-2100 | PUMP,TMCP,R0,1.5MBHP,230V,60HZ,3SPD,S/C,3603 IMP | 1.0 | 90 | 91693603 | 6.1 | 4.3 | 3.5 | 3 | 230 | 93523420 | N
contact the tub manufacturer for 2-3 speed | N/A | 04010002-2100 | PUMP,TMCP,R0,1.5MBHP,230V,60HZ,3SPD,S/C,36"BARE ENDS,3603 IMP | 1.0 | 90 | 91693603 | 6.1 | 4.3 | 3.5 | 3 | 230 | 93523420 | Y
contact the tub manufacturer for 2-3 speed | N/A | 04010127-2010 | PUMP,TMCP,R0,1.5MBHP,115V,60HZ,3SPD,D/C,A/S | 1.0 | 85 | 91693601 | 10 | 11.0 | 5.8 | 3 | 115 | 93523410 | N
contact the tub manufacturer for 2-3 speed | N/A | 04010245-2010 | PUMP,TMCP,R0,1.5MBHP,115V,60HZ,3SPD,D/C,36"NEMA,A/S | 1.0 | 85 | 91693601 | 10 | 11.0 | 5.8 | 3 | 115 | 93523410 | Y
contact the tub manufacturer for 2-3 speed | N/A | 04010245-2100 | PUMP,TMCP,R0,1.5MBHP,115V,60HZ,3SPD,D/C,36"NEMA,A/S | 1.0 | 85 | 91693601 | 10 | 11.0 | 5.8 | 3 | 115 | 93523410 | Y
contact the tub manufacturer for 2-3 speed | N/A | 04010245-2300 | PUMP,TMCP,R0,1.5MBHP,115V,60HZ,3SPD,D/C,36"NEMA,A/S | 1.0 | 85 | 91693601 | 10 | 11.0 | 5.8 | 3 | 115 | 93523410 | Y
contact the tub manufacturer for 2-3 speed | N/A | 04010500-2000 | PUMP,TMCP,R0,2.0MBHP,115V,60HZ,3SPD,S/C | 1.0 | 85 | 91693601 | 8.7 | 11.0 | 7.1 | 3 | 115 | 93523403 | N
contact the tub manufacturer for 2-3 speed | N/A | 04010500-2010 | PUMP,TMCP,R0,2.0MBHP,115V,60HZ,3SPD,S/C | 1.0 | 85 | 91693601 | 8.7 | 11.0 | 7.1 | 3 | 115 | 93523403 | N
contact the tub manufacturer for 2-3 speed | N/A | 04010500-2100 | PUMP,TMCP,R0,2.0MBHP,115V,60HZ,3SPD,S/C | 1.0 | 85 | 91693601 | 8.7 | 11.0 | 7.1 | 3 | 115 | 93523403 | N
contact the tub manufacturer for 2-3 speed | N/A | 04010500-2300 | PUMP,TMCP,R0,2.0MBHP,115V,60HZ,3SPD,S/C | 1.0 | 85 | 91693601 | 8.7 | 11.0 | 7.1 | 3 | 115 | 93523403 | N
contact the tub manufacturer for 2-3 speed | N/A | 04010620-2000 | PUMP,TMCP,R0,1.5MBHP,115V,60HZ,3SPD,S/C | 1.0 | 85 | 91693601 | 8.7 | 11.0 | 7.1 | 3 | 115 | 93523403 | N
contact the tub manufacturer for 2-3 speed | N/A | 04010620-2100 | PUMP,TMCP,R0,1.5MBHP,115V,60HZ,3SPD,S/C | 1.0 | 85 | 91693601 | 8.7 | 11.0 | 7.1 | 3 | 115 | 93523403 | N
contact the tub manufacturer for 2-3 speed | N/A | 04010620-2300 | PUMP,TMCP,R0,1.5MBHP,115V,60HZ,3SPD,S/C | 1.0 | 85 | 91693601 | 8.7 | 11.0 | 7.1 | 3 | 115 | 93523403 | N
contact the tub manufacturer for 2-3 speed | N/A | 04010935-2100 | PUMP,TMCP,R0,2.0MBHP,115V,60HZ,3SPD,S/C,LT BLU WE | 1.0 | 85 | 91693601 | 8.7 | 11.0 | 7.1 | 3 | 115 | 93523403 | N
contact the tub manufacturer for 2-3 speed | N/A | 04107278-1010 | PUMP,TMCP,R0,1.0MBHP,115V,60HZ,2SPD,D/C,36"NEMA,A/S DOWN,W/93000023 | .75 | 40 | 91693551 | 11 | 8.8 | 2.6 | 2 | 115 | 93491341 | Y
could use whirlmaster 04207001-5010(3/4HP) | n/a in 1/2HP | 04205000-7000 | PUMP,TMCP2,R0,.50HP CONT.,115V,60HZ,1SPD,D/C,36"NEMA | .50 | 52 | 91693850 | 7.7 | 5 | 0 | 1 | 115 | 93560500 | Y
could use whirlmaster 04207002-5510(3/4HP) | n/a in 1/2HP | 04205900-7010 | PUMP,TMCP2,R0,.50HP CONT.,115V,60HZ,1SPD,D/C,A/S,36"NEMA | .50 | 52 | 91693850 | 7.7 | 5 | 0 | 1 | 115 | 93560500 | Y
Whirlmaster | 04207001-5010 | 04207000-7000 | PUMP,TMCP2,R0,.75HP CONT.,115V,60HZ,1SPD,D/C,36"NEMA | .75 | 66 | 91693875 | 7.0 | 7.5 | 0 | 1 | 115 | 93560700 | Y
Whirlmaster | 04207001-5010 | 04207000-7010 | PUMP,TMCP2,R0,.75HP CONT.,115V,60HZ,1SPD,D/C,36"NEMA | .75 | 66 | 91693875 | 7.0 | 7.5 | 0 | 1 | 115 | 93560700 | Y
Whirlmaster | 04207001-5010 | 04207000-7510 | PUMP,TMCP2,R0,.75HP CONT.,115V,60HZ,1SPD,D/C,36"NEMA | .75 | 66 | 91693875 | 7.0 | 7.5 | 0 | 1 | 115 | 93560700 | Y
Whirlmaster | 04207001-5010 | 04207001-7010 | PUMP,TMCP2,R0,.75HP CONT.,115V,60HZ,1SPD,D/C,36"NEMA,.50HP IMP.,1/2HP LABEL | .75 | 59 | 91693850 | 6.8 | 5.5 | 0 | 1 | 115 | 93560700 | Y
Whirlmaster | 04207001-5010 | 04207001-7510 | PUMP,TMCP2,R0,.75HP CONT.,115V,60HZ,1SPD,D/C,36"NEMA,.50HP IMP.,1/2HP LABEL | .75 | 59 | 91693850 | 6.8 | 5.5 | 0 | 1 | 115 | 93560700 | Y
Whirlmaster | 04207002-5510 | 04207900-7010 | PUMP,TMCP2,R0,.75HP CONT.,115V,60HZ,1SPD,D/C,A/S,36"NEMA | .75 | 66 | 91693875 | 7.0 | 7.5 | 0 | 1 | 115 | 93560700 | Y
Whirlmaster | 04207002-5510 | 04207900-7510 | PUMP,TMCP2,R0,.75HP CONT.,115V,60HZ,1SPD,D/C,A/S,36"NEMA | .75 | 66 | 91693875 | 7.0 | 7.5 | 0 | 1 | 115 | 93560700 | Y
only in 115V | N/A in 230V | 04207909-7010 | PUMP,TMCP2,R0,.75HP CONT.,220V,60HZ,1SPD,D/C,36"W/O PLUG,AQUA POWER | .75 | 70 | 91693875 | 7.0 | 3.6 | 0 | 1 | 230 | 93560750 | Y
only in 115V | N/A in 230V | 04207911-7010 | PUMP,TMCP2,R0,.75HP CONT.,220V,60HZ,1SPD,D/C,A/S,36"W/O PLUG,AQUA POWER | .75 | 70 | 91693875 | 7.0 | 3.6 | 0 | 1 | 220 | 93560750 | Y
could use whirlmaster 04207001-5010(3/4HP) | n/a in 1/2HP | 04405000-7500 | PUMP,TMCP2,R0,.75MBHP,115V,60HZ,1SPD,D/C,36"NEMA | .50 | 52 | 91693850 | 7.7 | 5 | 0 | 1 | 115 | 93560500 | Y
could use whirlmaster 04207001-5010(3/4HP) | n/a in 1/2HP | 04405000-7510 | PUMP,TMCP2,R0,.75MBHP,11 5V,60HZ,1SPD,D/C,36"NEMA | .50 | 52 | 91693850 | 7.7 | 5 | 0 | 1 | 115 | 93560500 | Y
Whirlmaster | 04207002-5510 | 04405900-7010 | PUMP,TMCP2,R0,.75MBHP,115V,60HZ,1SPD,D/C,A/S,36"NEMA | .75 |  | 91693850 |  |  |  | 1 | 115 | 93560700 | Y
could use whirlmaster 04207002-5510(3/4HP) | n/a in 1/2HP | 04405900-7510 | PUMP,TMCP2,R0,.75MBHP,115V,60HZ,1SPD,D/C,A/ S,36"NEMA | .50 | 52 | 91693850 | 7.7 | 5 | 0 | 1 | 115 | 93560500 | Y
Whirlmaster | 04207001-5010 | 04407526-7510 | PUMP,TMCP2,R0,1.0MBHP,115V,60HZ,1SPD,D/C,36"4P | .75 | 66 | 91693875 | 7.0 | 7.5 | 0 | 1 | 115 | 93560700 | Y
Whirlmaster | 04207002-5510 | 04407900-7000 | PUMP,TMCP2,R0,1.0MBHP,115V,60HZ,1SPD,D/C,A/S,36"NEMA | .75 | 66 | 91693875 | 7.0 | 7.5 | 0 | 1 | 115 | 93560700 | Y
Whirlmaster | 04207002-5510 | 04407900-7010 | PUMP,TMCP2,R0,1.0MBHP,115V,60HZ,1SPD,D/C,A/S,36"NEMA | .75 | 66 | 91693875 | 7.0 | 7.5 | 0 | 1 | 115 | 93560700 | Y
Whirlmaster | 04207002-5510 | 04407900-7011 | PUMP,TMCP2,R0,1.0MBHP.115V,60HZ,1SPD,D/C,A/S,36"NEMA,TEE | .75 | 66 | 91693875 | 7.0 | 7.5 | 0 | 1 | 115 | 93560700 | Y
Whirlmaster | 04207002-5510 | 04407900-7500 | PUMP,TMCP2,R0,1.0MBHP,115V,60HZ,1SPD,D/C,A/S,36"NEMA | .75 | 66 | 91693875 | 7.0 | 7.5 | 0 | 1 | 115 | 93560700 | Y
Whirlmaster | 04207002-5510 | 04407900-7510 | PUMP,TMCP2,R0,1.0MBHP,115V,60HZ,1SPD,D/C,A/S,36"NEMA | .75 | 66 | 91693875 | 7.0 | 7.5 | 0 | 1 | 115 | 93560700 | Y
Whirlmaster | 04207002-5510 | 04407900-7511 | PUMP,TMCP2,R0,1.0MBHP,115V,60HZ,1SPD,D/C,A/S,36"NEMA,TEE | .75 | 66 | 91693875 | 7.0 | 7.5 | 0 | 1 | 115 | 93560700 | Y
Whirlmaster | 04207001-5010 | 04407903-7000 | PUMP,TMCP2,R0,1.0MBHP,115V,60HZ,1SPD,D/C,36"NEMA | .75 | 66 | 91693875 | 7.0 | 7.5 | 0 | 1 | 115 | 93560700 | Y
Whirlmaster | 04207001-5010 | 04407903-7500 | PUMP,TMCP2,R0,1.0MBHP,115V,60HZ,1SPD,D/C,36"NEMA | .75 | 66 | 91693875 | 7.0 | 7.5 | 0 | 1 | 115 | 93560700 | Y
Whirlmaster | 04207001-5010 | 04407903-7510 | PUMP,TMCP2,R0,1.0MBHP,115V,60HZ,1SPD,D/C,36"NEMA | .75 | 66 | 91693875 | 7.0 | 7.5 | 0 | 1 | 115 | 93560700 | Y
Whirlmaster | 04207002-5510 | 04407928-7500 | PUMP,TMCP2,R0,1.0MBHP,115V,60HZ,1SPD,D/C,A/SW/RST,36"NEMA | .75 | 66 | 91693875 | 7.0 | 7.5 | 0 | 1 | 115 | 93560700 | Y
TMCP3 n/a | N/A | 04607930-7210 | PUMP,TMCP3,.75HP CONT.,120V,60HZ,1SPD,D/C,54"NEMA,A/S | .75 | [5 empty] | 1 | 120
only in 115V | N/A in 230V | 04610911-7010 | PUMP,TMCP3,1.0HP CONT.,220V,60HZ,1SPD,D/C,54"W/O PLUG,A/S,AQUA POWER | 1.0 | [5 empty] | 1 | 220 |  | Y
TMCP3 n/a | N/A | 04612930-7210 | PUMP,TMCP3,1.2HP CONT.,60HZ,1PSD,D/C,54"NEMA,A/S | [6 empty] | 1

## FMHP
COMMENTS | REPLACEMENT | PART NBR TO REPLACE | DESCRIPTION | PUMP HP | HI FLOW | PUMP IMPELLER | HI PRES | HI AMP | LO AMP | PUMP SPD | PUMP VOLT | MODEL NBR | PUMP MOTOR | CORD Y or N | VOLUTE ROTATION
only 1 HP avail. In 230V | n/a in 1/2 HP | 02005668-2300 | PUMP,FMHP,R9,.5HP CONT.,230V,60HZ,1SPD,S/C,36"4P,VITON | .50 | 40 | 91693501 | 14.3 | 3 | 0 | 1 | 230 | FMHP-550512 | 93520550 | Y | R9
2 speed motor | 02107000-1010 | 02007000-1010 | PUMP,FMHP,R0,.75HP CONT.,115V,60HZ,1SPD,D/C | .75 | 62 | 91693551 | 15 | 9.8 | 0 | 1 | 115 | FMHP-550711 | 93491001 | N | R0
2 speed motor | 02107000-1010 | 02007000-2010 | *OBS*PUMP,FMHP,R0,.75HP CONT.,115V,60HZ,1SPD,D/C | .75 |  | 91693551 |  |  |  | 1 | 115 | FMHP-550711 | 93521002 | N | R0
2 speed motor | 02107000-1010 | 02007001-1010 | PUMP,FMHP,R0,.75HP CONT.,115V,60HZ,1SPD,D/C,VITON | .75 | 62 | 91693551 | 15 | 9.8 | 0 | 1 | 115 | FMHP-550711 | 93491001 | N | R0
no cord, 2 speed motor | 02107000-1010 | 02007002-1310 | PUMP,FMHP,R0,.75HP CONT.,115V,60HZ,1SPD,D/C,36"4P,VITON | .75 | 62 | 91693551 | 15 | 9.8 | 0 | 1 | 115 | FMHP-550711 | 93491001 | Y | R0
no cord, 2 speed motor | 02107000-1010 | 02007002-2310 | PUMP,FMHP,R0,.75HP CONT.,115V,60HZ,1SPD,S/C,36"4P,VITON | .75 | 60 | 91693551 | 14.5 | 10.0 | 0 | 1 | 115 | FMHP-550711 | 93521005 | Y | R0
no cord, 2 speed motor | 02107000-1010 | 02007002-3310 | PUMP,FMHP,R0,.75HP CONT.,115V,60HZ,1SPD,S/C,36"4P,VITON | .75 | 60 | 91693551 | 14.5 | 7.5 | 0 | 1 | 115 | FMHP-550711 | 93531050 | Y | R0
only 1 HP avail. In 230V | n/a | 02007005-2110 | *ENG*PUMP,FMHP,R0,.75HP CONT.,230V,60HZ,1SPD,D/C | .75 | 65 | 91693551 | 15 | 5.7 | 0 | 1 | 230 | FMHP-550712 | 93521055 | N | R0
air switch not available anymore, 2spd | 02107000-1010 | 02007010-2010 | *OBS*PUMP,FMHP,R0,.75HP CONT.,115V,60HZ,1SPD,D/C,A/S | .75 |  | 91693551 |  |  |  | 1 | 115 | FMHP-550711 | 93521002 | N | R0
no trap, 2 spd motor | 02107000-1010 | 02007101-2080 | *OBS*PUMP,FMHP,R0,.75HP CONT.,115V,60HZ,1SPD,D/C,W/TRAP | .75 |  | 91693551 |  |  |  | 1 | 115 | FMHP-550711 | 93521002 | N | R0
no trap, no cord, 2 spd motor | 02107000-1010 | 02007107-1000 | *OBS*PUMP,FMHP,R0,.75HP CONT.,115V,60HZ,1SPD,D/C,40"NEMA,W/TRAP | .75 | 62 | 91693551 | 15 | 9.8 | 0 | 1 | 115 | FMHP-550711 | 93491001 | Y | R0
no trap, no cord, 2 spd motor | 02107000-1010 | 02007107-2000 | *OBS*PUMP,FMHP,R0,.75HP CONT.,115V,60HZ,1SPD,D/C,40"NEMA,W/TRAP | .75 |  | 91693551 |  |  |  | 1 | 115 | FMHP-550711 | 93521002 | Y | R0
no cord, 2 spd motor, normal imp. | 02107000-1010 | 02007147-1010 | PUMP,FMHP,R0,.75HP CONT.,115V,60HZ,1SPD,D/C,60"3P,.5OHP IMP | .75 | 52 | 91693501 | 10 | 9.2 | 0 | 1 | 115 | FMHP-550711 | 93491001 | Y | R0
no cord, 2 spd motor, normal imp. | 02107000-1010 | 02007147-2010 | *OBS*PUMP,FMHP,R0,.75HP CONT.,115V,60HZ,1SPD,D/C,60"3P,.5OHP IMP | .75 |  | 91693501 |  |  |  | 1 | 115 | FMHP-550711 | 93521002 | Y | R0
2spd motor, normal imp. | 02107000-1010 | 02007164-2010 | *OBS*PUMP,FMHP,R0,.75HP CONT.,115V,60HZ,1SPD,D/C,VITON,.5HPIMP | .75 |  | 91693501 |  |  |  | 1 | 115 | FMHP-550711 | 93521002 | N | R0
no cord, 2 speed motor | 02107000-1010 | 02007281-1000 | PUMP,FMHP,R0,.75HP CONT.,115V,60HZ,1SPD,D/C,40"NEMA@3 | .75 | 62 | 91693551 | 15 | 9.8 | 0 | 1 | 115 | FMHP-550711 | 93491001 | Y | R0
no cord, 2 speed motor | 02107000-1010 | 02007281-2000 | *OBS*PUMP,FMHP,R0,.75HP CONT.,115V,60HZ,1SPD,D/C,40"NEMA | .75 |  | 91693551 |  |  |  | 1 | 115 | FMHP-550711 | 93521002 | Y | R0
no cord, no trap | 02107000-1010 | 02007282-1000 | *OBS*PUMP,FMHP,R0,.75HP CONT.,115V,60HZ,1SPD,D/C,40"NEMA,@3,W/TRAP | .75 | 62 | 91693551 | 15 | 9.8 | 0 | 1 | 115 | FMHP-550711 | 93491001 | Y | R0
no cord, 2 speed motor | 02107000-1010 | 02007616-1000 | PUMP,FMHP,R0,.75HP CONT.,115V,60HZ,1SPD,D/C,40"NEMA | .75 | 62 | 91693551 | 15 | 9.8 | 0 | 1 | 115 | FMHP-550711 | 93491001 | Y | R0
no trap, no cord, 2 spd motor | 02107000-1010 | 02007860-1000 | PUMP,FMHP,R0,.75HP CONT.,115V,60HZ,1SPD,D/C,40"NEMA,W/TRAP | .75 | 62 | 91693551 | 15 | 9.8 | 0 | 1 | 115 | FMHP-550711 | 93491001 | Y | R0
no trap, no cord, 2 spd motor | 02107000-1010 | 02007860-1010 | PUMP,FMHP,R0,.75HP CONT.,115V,60HZ,1SPD,D/C,40"NEMA,W/TRAP | .75 | 62 | 91693551 | 15 | 9.8 | 0 | 1 | 115 | FMHP-550711 | 93491001 | Y | R0
no trap, no cord, 2 spd motor | 02107000-1010 | 02007860-2000 | *OBS*PUMP,FMHP,R0,.75HP CONT.,115V,60HZ,1SPD,D/C,40"NEMA,W/TRAP | .75 |  | 91693551 |  |  |  | 1 | 115 | FMHP-550711 | 93521002 | Y | R0
no cord, motor has a capacitor instead of relay now | 02107000-1010 | 02007905-7010 | *OBS*PUMP,FMHP,R0,.75HP CONT.,115V,60HZ,1SPD,D/C,36"NEMA,A/F MOTOR | .75 | 65 | 91693501 | 10 | 6.5 | 0 | 1 | 115 | FMHP-100711 | 93560700 | Y | R0
no cord, motor has a capacitor instead of relay now | 02107000-1010 | 02007905-7110 | *OBS*PUMP,FMHP,R0,.75HP CONT.,115V,60HZ,1SPD,D/C,36"NEMA,A/F MOTOR | .75 | 65 | 91693501 | 10 | 6.5 | 0 | 1 | 115 | FMHP-100711 | 93560700 | Y | R0
| 02010000-1010 | 02010000-1010 | PUMP,FMHP,R0,1.0HP CONT.,115V,60HZ,1SPD,D/C | 1.0 | 93 | 91693601 | 11 | 11.9 | 0 | 1 | 115 | FMHP-551011 | 93493001 | N | R0
| 02010000-1010 | 02010000-2010 | PUMP,FMHP,R0,1.0HP CONT.,115V,60HZ,1SPD,D/C | 1.0 | 91 | 91693601 | 11 | 12.0 | 0 | 1 | 115 | FMHP-551011 | 93523002 | N | R0
2 speed motor | 02110005-1010 | 02010005-2010 | PUMP,FMHP,R0,1.0HP CONT.,230V,60HZ,1SPD,D/C | 1.0 | 98 | 91693601 | 11 | 6.1 | 0 | 1 | 230 | FMHP-551012 | 93523050 | N | R0
air switch not available anymore | 02010000-1010 | 02010010-2010 | PUMP,FMHP,R0,1.0HP CONT.,115V,60HZ,1SPD,D/C,A/S | 1.0 | 91 | 91693601 | 11 | 12.0 | 0 | 1 | 115 | FMHP-551011 | 93523002 | N | R0
| 02010000-1010 | 02010040-2000 | PUMP,FMHP,R0,1.0HP CONT.,115V,60HZ,1SPD,D/C,WATKINS | 1.5 | 108 | 91693651 | 14.0 | 15.0 | 0 | 1 | 115 | FMHP-551511 | 93525015 | N | R0
| 02010000-1010 | 02010040-2100 | PUMP,FMHP,R0,1.0HP CONT.,115V,60HZ,1SPD,D/C,WATKINS | 1.5 | 108 | 91693651 | 14.0 | 15.0 | 0 | 1 | 115 | FMHP-551511 | 93525015 | N | R0
| 02010000-1010 | 02010040-2300 | PUMP,FMHP,R0,1.0HP CONT.,115V,60HZ,1SPD,D/C,WATKINS | 1.5 | 108 | 91693651 | 14.0 | 15.0 | 0 | 1 | 115 | FMHP-551511 | 93525015 | N | R0
Watkins/Caldera | n/a contact spa manufactuer | 02010086-2020 | PUMP,FMHP,R0,1.0HP CONT.,230V,60HZ,1SPD,D/C,60"4P,MNFLD,CALDERA#009087 | 1.0 | 98 | 91693601 | 11 | 6.1 | 0 | 1 | 230 | FMHP-551012 | 93523050 | Y | R0
no trap | 02010000-1010 | 02010101-2080 | *OBS*PUMP,FMHP,R0,1.0HP CONT.,115V,60HZ,1SPD,D/C,W/TRAP | 1.0 | 91 | 91693601 | 11 | 12.0 | 0 | 1 | 115 | FMHP-551011 | 93523002 | N | R0
no cord, no trap | 02010000-1010 | 02010107-1000 | *OBS*PUMP,FMHP,R0,1.0HP CONT.,115V,60HZ,1SPD,D/C,40"NEMA,W/TRAP | 1.0 | 93 | 91693601 | 11 | 11.9 | 0 | 1 | 115 | FMHP-551011 | 93493001 | Y | R0
no cord, no trap | 02010000-1010 | 02010107-2000 | *OBS*PUMP,FMHP,R0,1.0HP CONT.,115V,60HZ,1SPD,D/C,40"NEMA,W/TRAP | 1.0 | 91 | 91693601 | 11 | 12.0 | 0 | 1 | 115 | FMHP-551011 | 93523002 | Y | R0
no cord, no trap, timer switch n/a anymore | 02010000-1010 | 02010114-1000 | *OBS*PUMP,FMHP,R0,1.0HP CONT.,115V,60HZ,1SPD,D/C,40"NEMA,T/S,W/TRAP | 1.0 | 93 | 91693601 | 11 | 11.9 | 0 | 1 | 115 | FMHP-551011 | 93493001 | Y | R0
| 02010000-1010 | 02010141-1010 | PUMP,FMHP,R0,1.0HP CONT.,115V,60HZ,1SPD,D/C,VITON | 1.0 | 93 | 91693601 | 11 | 11.9 | 0 | 1 | 115 | FMHP-551011 | 93493001 | N | R0
no cord | 02010000-1010 | 02010281-1000 | PUMP,FMHP,R0,1.0HP CONT.,115V,60HZ,1SPD,D/C,40"NEMA,@3 | 1.0 | 93 | 91693601 | 11 | 11.9 | 0 | 1 | 115 | FMHP-551011 | 93493001 | Y | R0
no cord, 2 speed motor | 02110005-1010 | 02010290-2010 | PUMP,FMHP,R0,1.0HP CONT.,230V,60HZ,1SPD,D/C,79"4P,COLEMAN | 1.0 | 98 | 91693601 | 11 | 6.1 | 0 | 1 | 230 | FMHP-551012 | 93523050 | Y | R0
no cord, 2 speed motor | 02110005-1010 | 02010290-2110 | PUMP,FMHP,R0,1.0HP CONT.,230V,60HZ,1SPD,D/C,79"4P,COLEMAN | 1.0 | 98 | 91693601 | 11 | 6.1 | 0 | 1 | 230 | FMHP-551012 | 93523050 | Y | R0
no cord, 2 speed motor | 02110005-1010 | 02010290-2310 | PUMP,FMHP,R0,1.0HP CONT.,230V,60HZ,1SPD,D/C,79"4P,COLEMAN | 1.0 | 98 | 91693601 | 11 | 6.1 | 0 | 1 | 230 | FMHP-551012 | 93523050 | Y | R0
| 02010000-1010 | 02010303-2010 | PUMP,FMHP,R0,1.0HP CONT.,115V,60HZ,1SPD,S/C,PINNACLE | 1.0 | 98 | 91693601 | 11 | 12.0 | 0 | 1 | 115 | FMHP-551011 | 93523005 | N | R0
air switch not available anymore | 02010000-1010 | 02010304-2010 | PUMP,FMHP,R0,1.0HP CONT.,115V,60HZ,1SPD,S/C,A/S,PINNACLE | 1.0 | 98 | 91693601 | 11 | 12.0 | 0 | 1 | 115 | FMHP-551011 | 93523005 | N | R0
no cord | 02010000-1010 | 02010421-2000 | PUMP,FMHP,R0,1.0HP CONT.,115V,60HZ,1SPD,S/C,79"4P | 1.0 | 98 | 91693601 | 11 | 12.0 | 0 | 1 | 115 | FMHP-551011 | 93523005 | Y | R0
no cord | 02010000-1010 | 02010421-2010 | PUMP,FMHP,R0,1.0HP CONT.,115V,60HZ,1SPD,S/C,79"4P | 1.0 | 98 | 91693601 | 11 | 12.0 | 0 | 1 | 115 | FMHP-551011 | 93523005 | Y | R0
no cord | 02010000-1010 | 02010421-2300 | PUMP,FMHP,R0,1.0HP CONT.,115V,60HZ,1SPD,S/C,79"4P | 1.0 | 98 | 91693601 | 11 | 12.0 | 0 | 1 | 115 | FMHP-551011 | 93523005 | Y | R0
no cord | 02010000-1010 | 02010461-2110 | PUMP,FMHP,R0,1.0HP CONT.,115V,60HZ,1SPD,S/C,79"4P,COLEMAN | 1.0 | 98 | 91693601 | 11 | 12.0 | 0 | 1 | 115 | FMHP-551011 | 93523005 | Y | R0
no cord | 02010000-1010 | 02010461-2310 | PUMP,FMHP,R0,1.0HP CONT.,115V,60HZ,1SPD,S/C,79"4P,COLEMAN | 1.0 | 98 | 91693601 | 11 | 12.0 | 0 | 1 | 115 | FMHP-551011 | 93523005 | Y | R0
| 02010000-1010 | 02010500-2000 | PUMP,FMHP,R0,1.0HP CONT.,115V,60HZ,1SPD,S/C | 1.0 | 98 | 91693601 | 11 | 12.0 | 0 | 1 | 115 | FMHP-551011 | 93523005 | N | R0
| 02010000-1010 | 02010500-2010 | PUMP,FMHP,R0,1.0HP CONT.,115V,60HZ,1SPD,S/C | 1.0 | 98 | 91693601 | 11 | 12.0 | 0 | 1 | 115 | FMHP-551011 | 93523005 | N | R0
air switch not available anymore | 02010000-1010 | 02010503-2010 | PUMP,FMHP,R0,1.0HP CONT.,115V,60HZ,1SPD,S/C,A/S | 1.0 | 98 | 91693601 | 11 | 12.0 | 0 | 1 | 115 | FMHP-551011 | 93523005 | N | R0
no cord | 02010000-1010 | 02010616-1000 | PUMP,FMHP,R0,1.0HP CONT.,115V,60HZ,1SPD,D/C,40"NEMA | 1.0 | 93 | 91693601 | 11 | 11.9 | 0 | 1 | 115 | FMHP-551011 | 93493001 | Y | R0
no cord | 02010000-1010 | 02010616-2000 | PUMP,FMHP,R0,1.0HP CONT.,115V,60HZ,1SPD,D/C,40"NEMA | 1.0 | 91 | 91693601 | 11 | 12.0 | 0 | 1 | 115 | FMHP-551011 | 93523002 | Y | R0
no trap, 2 spd motor | 02110005-1010 | 02010740-2010 | PUMP,FMHP,R0,1.0HP CONT.,230V,60HZ,1SPD,D/C,W/TRAP | 1.0 | 98 | 91693601 | 11 | 6.1 | 0 | 1 | 230 | FMHP-551012 | 93523050 | N | R0
no cord | 02010000-1010 | 02010757-1310 | PUMP,FMHP,R0,1.0HP CONT.,115V,60HZ,1SPD,D/C,96"MINI | 1.0 |  | 91693551 |  |  |  | 1 | 115 | FMHP-551011 | 93493001 | Y | R0
no cord, 2 speed motor | 02110005-1010 | 02010758-2310 | PUMP,FMHP,R0,1.0HP CONT.,230V,60HZ,1SPD,D/C,96"MINI,LO-FLOW | 1.0 | 65 | 91693551 | 15 | 4.9 | 0 | 1 | 230 | FMHP-551012 | 93523050 | Y | R0
no cord, no trap | 02010000-1010 | 02010860-1000 | PUMP,FMHP,R0,1.0HP CONT.,115V,60HZ,1SPD,D/C,40"NEMA,W/TRAP | 1.0 | 93 | 91693601 | 11 | 11.9 | 0 | 1 | 115 | FMHP-551011 | 93493001 | Y | R0
no cord, no trap | 02010000-1010 | 02010860-1010 | PUMP,FMHP,R0,1.0HP CONT.,115V,60HZ,1SPD,D/C,40"NEMA,W/TRAP | 1.0 | 93 | 91693601 | 11 | 11.9 | 0 | 1 | 115 | FMHP-551011 | 93493001 | Y | R0
no cord, no trap | 02010000-1010 | 02010860-2000 | PUMP,FMHP,R0,1.0HP CONT.,115V,60HZ,1SPD,D/C,40"NEMA,W/TRAP | 1.0 | 91 | 91693601 | 11 | 12.0 | 0 | 1 | 115 | FMHP-551011 | 93523002 | Y | R0
no cord, no trap | 02010000-1010 | 02010860-2300 | PUMP,FMHP,R0,1.0HP CONT.,115V,60HZ,1SPD,D/C,40"NEMA,W/TRAP | 1.0 | 91 | 91693601 | 11 | 12.0 | 0 | 1 | 115 | FMHP-551011 | 93523002 | Y | R0
no cord, no trap, timer switch n/a anymore | 02010000-1010 | 02010861-1000 | PUMP,FMHP,R0,1.0HP CONT.,115V,60HZ,1SPD,D/C,40"NEMA,T/S,W/TRAP | 1.0 | 93 | 91693601 | 11 | 11.9 | 0 | 1 | 115 | FMHP-551011 | 93493001 | Y | R0
2speed | 02115000-1010 | 02015000-1010 | PUMP,FMHP,R0,1.5HP CONT.,D/V,115V,60HZ,1SPD,D/C | 1.5 | 102 | 91693651 | 14.0 | 16.0 | 0 | 1 | 115 | FMHP-551511 | 93495001 | N | R0
2speed | 02115000-1010 | 02015000-2010 | PUMP,FMHP,R0,1.5HP CONT.,D/V,115V,60HZ,1SPD,D/C | 1.5 | 108 | 91693651 | 14.0 | 15.0 | 0 | 1 | 115 | FMHP-551511 | 93525015 | N | R0
2 speed motor | 02115000-1010 | 02015000-3010 | PUMP,FMHP,R0,1.5HP CONT.,115V,60HZ,1SPD,S/C | 1.5 | 120 | 91693651 | 11.9 | 13.5 | 0 | 1 | 115 | FMHP-551511 | 93533000 | N | R0
2 speed motor | 02115005-1010 | 02015001-2000 | PUMP,FMHP,R0,1.5HP CONT.,230V,60HZ,1SPD,D/C | 1.5 | 105 | 91693651 | 14 | 7.5 | 0 | 1 | 230 | FMHP-551512 | 93525015 | N | R0
2 speed motor | 02115005-1010 | 02015001-2010 | PUMP,FMHP,R0,1.5HP CONT.,230V,60HZ,1SPD,D/C | 1.5 | 105 | 91693651 | 14 | 7.5 | 0 | 1 | 230 | FMHP-551512 | 93525015 | N | R0
no trap, 2 speed motor | 02115000-1010 | 02015002-1310 | PUMP,FMHP,R0,1.5HP CONT.,115V,60HZ,1SPD,D/C,96"MINI,VITON | 1.5 | 102 | 91693651 | 14.0 | 16.0 | 0 | 1 | 115 | FMHP-551511 | 93495001 | Y | R0
2 spd, air switch not available anymore | 02115005-1010 | 02015012-2030 | PUMP,FMHP,R0,1.5HP CONT.,D/V,230V,60HZ,1SPD,D/C,A/S | 1.5 | 105 | 91693651 | 14 | 7.5 | 0 | 1 | 230 | FMHP-551512 | 93525015 | N | R0
2 speed motor, will have to move the wetend rotation to R9 | 02115000-1010 | 02015022-1000 | PUMP,FMHP,R9,1.5HP CONT.,D/V,115V,60HZ,1SPD,D/C | 1.5 | 102 | 91693651 | 14.0 | 16.0 | 0 | 1 | 115 | FMHP-551511 | 93495001 | N | R9
no trap, 2spd | 02115000-1010 | 02015036-1080 | *OBS*PUMP,FMHP,R0,1.5HP CONT.,D/V,115V,60HZ,1SPD,D/C,W/TRAP | 1.5 | 102 | 91693651 | 14.0 | 16.0 | 0 | 1 | 115 | FMHP-551511 | 93495001 | N | R0
no cord, 2 speed motor | 02115005-1010 | 02015081-2000 | PUMP,FMHP,R0,1.5HP CONT.,230V,60HZ,1SPD,D/C,79"4P | 1.5 | 105 | 91693651 | 14 | 7.5 | 0 | 1 | 230 | FMHP-551512 | 93525015 | Y | R0
no cord,2spd | 02115005-1010 | 02015081-2010 | PUMP,FMHP,R0,1.5HP CONT.,D/V,230V,60HZ,1SPD,D/C,79"4P | 1.5 | 105 | 91693651 | 14 | 7.5 | 0 | 1 | 230 | FMHP-551512 | 93525015 | Y | R0
no cord, 2 speed motor | 02115005-1010 | 02015081-2300 | PUMP,FMHP,R0,1.5HP CONT.,230V,60HZ,1SPD,D/C,79"4P | 1.5 | 105 | 91693651 | 14 | 7.5 | 0 | 1 | 230 | FMHP-551512 | 93525015 | Y | R0
no cord,2spd | 02115005-1010 | 02015092-1010 | PUMP,FMHP,R0,1.5HP CONT.,D/V,230V,60HZ,1SPD,D/C,36"4P | 1.5 | 108 | 91693651 | 14 | 8.0 | 0 | 1 | 230 | FMHP-551512 | 93495001 | Y | R0
no cord,2spd | 02115005-1010 | 02015092-1310 | PUMP,FMHP,R0,1.5HP CONT.,D/V,230V,60HZ,1SPD,D/C,36"4P | 1.5 | 108 | 91693651 | 14 | 8.0 | 0 | 1 | 230 | FMHP-551512 | 93495001 | Y | R0
no cord, 2 speed motor | 02115000-1010 | 02015098-1010 | PUMP,FMHP,R0,1.5HP CONT.,115V,60HZ,1SPD,D/C,60"3P | 1.5 | 102 | 91693651 | 14.0 | 16.0 | 0 | 1 | 115 | FMHP-551511 | 93495001 | Y | R0
no trap, 2 speed motor | 02115000-1010 | 02015101-1080 | *OBS*PUMP,FMHP,R0,1.5HP CONT.,115V,60HZ,1SPD,D/C,W/TRAP | 1.5 | 102 | 91693651 | 14.0 | 16.0 | 0 | 1 | 115 | FMHP-551511 | 93495001 | N | R0
no trap, no cord,2spd | 02115000-1010 | 02015106-2000 | *OBS*PUMP,FMHP,R0,1.5HP CONT.,D/V,115V,60HZ,1SPD,D/C,40"NEMA,W/TRAP | 1.5 | 108 | 91693651 | 14.0 | 15.0 | 0 | 1 | 115 | FMHP-551511 | 93525015 | Y | R0
2 speed motor | 02115005-1010 | 02015142-2010 | PUMP,FMHP,R0,1.5HP CONT.,230V,60HZ,1SPD,D/C,VITON | 1.5 | 105 | 91693651 | 14 | 7.5 | 0 | 1 | 230 | FMHP-551512 | 93525015 | N | R0
no cord, 2 speed motor | 02115000-1010 | 02015207-1000 | PUMP,FMHP,R0,1.5HP CONT.,230V,60HZ,1SPD,D/C,60"3P,BRETT | 1.5 | 108 | 91693651 | 14 | 8.0 | 0 | 1 | 230 | FMHP-551512 | 93495001 | Y | R0
no cord, 2 speed motor | 02115000-1010 | 02015207-2010 | PUMP,FMHP,R0,1.5HP CONT.,230V,60HZ,1SPD,D/C,60"3P,BRETT | 1.5 | 105 | 91693651 | 14 | 7.5 | 0 | 1 | 230 | FMHP-551512 | 93525015 | Y | R0
no cord, 2speeds, will have to move the wetend rotation to R9 | 02115000-1010 | 02015236-1010 | PUMP,FMHP,R9,1.5HP CONT.,115V,60HZ,1SPD,D/C | 1.5 | 102 | 91693651 | 14.0 | 16.0 | 0 | 1 | 115 | FMHP-551511 | 93495001 | N | R9
2 speed motor, will have to move the wetend rotation to R9 | 02115000-1010 | 02015236-2010 | PUMP,FMHP,R9,1.5HP CONT.,D/V,115V,60HZ,1SPD,D/C | 1.5 | 108 | 91693651 | 14.0 | 15.0 | 0 | 1 | 115 | FMHP-551511 | 93525015 | N | R9
2 speed motor, will have to move the wetend rotation to R9 | 02115000-1010 | 02015236-2300 | PUMP,FMHP,R9,1.5HP CONT.,D/V,115V,60HZ,1SPD,D/C | 1.5 | 108 | 91693651 | 14.0 | 15.0 | 0 | 1 | 115 | FMHP-551511 | 93525015 | N | R9
2 speed motor | 02115005-1010 | 02015299-2010 | PUMP,FMHP,R0,1.5HP CONT.,230V,60HZ,1SPD,D/C,PINNACLE | 1.5 | 105 | 91693651 | 14 | 7.5 | 0 | 1 | 230 | FMHP-551512 | 93525015 | N | R0
no cord, 2 speed motor | 02115005-1010 | 02015423-2000 | PUMP,FMHP,R0,1.5HP CONT.,D/V,230V,60HZ,1SPD,S/C,79"4P,COLEMAN | 1.5 | 105 | 91693651 | 14 | 8.1 | 0 | 1 | 230 | FMHP-551512 | 93525003 | Y | R0
2speed | 02115000-1010 | 02015500-2010 | PUMP,FMHP,R0,1.5HP CONT.,D/V,115V,60HZ,1SPD,S/C | 1.5 | 115 | 91693651 | 14 | 16.6 | 0 | 1 | 115 | FMHP-551511 | 93525003 | N | R0
no cord,2spd | 02115005-1010 | 02015558-2000 | PUMP,FMHP,R0,1.5HP CONT.,D/V,230V,60HZ,1SPD,D/C,60"4P | 1.5 | 105 | 91693651 | 14 | 7.5 | 0 | 1 | 230 | FMHP-551512 | 93525015 | Y | R0
no cord,2spd | 02115005-1010 | 02015558-2100 | PUMP,FMHP,R0,1.5HP CONT.,D/V,230V,60HZ,1SPD,D/C,60"4P | 1.5 | 105 | 91693651 | 14 | 7.5 | 0 | 1 | 230 | FMHP-551512 | 93525015 | Y | R0
no cord,2spd | 02115005-1010 | 02015558-2300 | PUMP,FMHP,R0,1.5HP CONT.,D/V,230V,60HZ,1SPD,D/C,60"4P | 1.5 | 105 | 91693651 | 14 | 7.5 | 0 | 1 | 230 | FMHP-551512 | 93525015 | Y | R0
no cord,2spd | 02115005-1010 | 02015559-2100 | PUMP,FMHP,R0,1.5HP CONT.,D/V,230V,60HZ,1SPD,D/C,36"4P | 1.5 | 105 | 91693651 | 14 | 7.5 | 0 | 1 | 230 | FMHP-551512 | 93525015 | Y | R0
no cord,2spd | 02115005-1010 | 02015559-2300 | PUMP,FMHP,R0,1.5HP CONT.,D/V,230V,60HZ,1SPD,D/C,36"4P | 1.5 | 105 | 91693651 | 14 | 7.5 | 0 | 1 | 230 | FMHP-551512 | 93525015 | Y | R0
no cord,2spd | 02115000-1010 | 02015616-2000 | PUMP,FMHP,R0,1.5HP CONT.,D/V,115V,60HZ,1SPD,D/C,40"NEMA | 1.5 | 108 | 91693651 | 14.0 | 15.0 | 0 | 1 | 115 | FMHP-551511 | 93525015 | Y | R0
no trap, no cord,2spd | 02115000-1010 | 02015859-2000 | PUMP,FMHP,R0,1.5HP CONT.,D/V,115V,60HZ,1SPD,D/C,40"NEMA,W/TRAP | 1.5 | 108 | 91693651 | 14.0 | 15.0 | 0 | 1 | 115 | FMHP-551511 | 93525015 | Y | R0
no trap, no cord,2spd | 02115000-1010 | 02015859-2010 | PUMP,FMHP,R0,1.5HP CONT.,D/V,115V,60HZ,1SPD,D/C,40"NEMA,W/TRAP | 1.5 | 108 | 91693651 | 14.0 | 15.0 | 0 | 1 | 115 | FMHP-551511 | 93525015 | Y | R0
| 02020000-1010 | 02020000-1010 | PUMP,FMHP,R0,2.0HP CONT.,230V,60HZ,1SPD,D/C | 2.0 | 120 | 91693700 | 18 | 10.0 | 0 | 1 | 230 | FMHP-552012 | 93496000 | N | R0
| 02020000-1010 | 02020000-2010 | *OBS*PUMP,FMHP,R0,2.0HP CONT.,230V,60HZ,1SPD,D/C | 2.0 | 120 | 91693700 | 18 | 8.2 | 0 | 1 | 230 | FMHP-552012 | 93526000 | N | R0
air switch not available anymore | 02020000-1010 | 02020010-1030 | PUMP,FMHP,R0,2.0HP CONT.,230V,60HZ,1SPD,D/C,A/S | 2.0 | 120 | 91693700 | 18 | 10.0 | 0 | 1 | 230 | FMHP-552012 | 93496000 | N | R0
Watkins/Caldera | n/a contact spa manufactuer | 02020043-1000 | PUMP,FMHP,R0,2.0HP CONT.,230V,60HZ,1SPD,D/C,MNFLD,WATKINS | 2.0 | 120 | 91693700 | 18 | 10.0 | 0 | 1 | 230 | FMHP-552012 | 93496000 | N | R0
Watkins/Caldera | n/a contact spa manufactuer | 02020043-2000 | *OBS*PUMP,FMHP,R0,2.0HP CONT.,230V,60HZ,1SPD,D/C,MNFLD,WATKINS | 2.0 | 120 | 91693700 | 18 | 8.2 | 0 | 1 | 230 | FMHP-552012 | 93526000 | N | R0
Watkins/Caldera | n/a contact spa manufactuer | 02020043-2100 | *OBS*PUMP,FMHP,R0,2.0HP CONT.,230V,60HZ,1SPD,D/C,MNFLD,WATKINS | 2.0 | 120 | 91693700 | 18 | 8.2 | 0 | 1 | 230 | FMHP-552012 | 93526000 | N | R0
Watkins/Caldera | n/a contact spa manufactuer | 02020043-2300 | *OBS*PUMP,FMHP,R0,2.0HP CONT.,230V,60HZ,1SPD,D/C,MNFLD,WATKINS | 2.0 | 120 | 91693700 | 18 | 8.2 | 0 | 1 | 230 | FMHP-552012 | 93526000 | N | R0
no cord | 02020000-1010 | 02020213-1010 | PUMP,FMHP,R0,2.0HP CONT.,230V,60HZ,1SPD,D/C,60"3P | 2.0 | 120 | 91693700 | 18 | 10.0 | 0 | 1 | 230 | FMHP-552012 | 93496000 | Y | R0
no cord | 02020000-1010 | 02020213-2010 | *OBS*PUMP,FMHP,R0,2.0HP CONT.,230V,60HZ,1SPD,D/C,60"3P | 2.0 |  | 91693700 |  |  |  | 1 | 230 | FMHP-552012 | 93526002 | Y | R0
| 02020000-1010 | 02020300-2010 | PUMP,FMHP,R0,2.0HP CONT.,230V,60HZ,1SPD,S/C,PINNACLE | 2.0 | 116 | 91693700 | 16.8 | 8.0 | 0 | 1 | 230 | FMHP-552012 | 93526003 | N | R0
no cord | 02020000-1010 | 02020413-2010 | PUMP,FMHP,R0,2.0HP CONT.,230V,60HZ,1SPD,S/C,60"3P | 2.0 | 116 | 91693700 | 16.8 | 8.0 | 0 | 1 | 230 | FMHP-552012 | 93526003 | Y | R0
no cord | 02020000-1010 | 02020473-2000 | PUMP,FMHP,R0,2.0HP CONT.,230V,60HZ,1SPD,S/C,79"4P | 2.0 | 116 | 91693700 | 16.8 | 8.0 | 0 | 1 | 230 | FMHP-552012 | 93526003 | Y | R0
no cord | 02020000-1010 | 02020473-2010 | PUMP,FMHP,R0,2.0HP CONT.,230V,60HZ,1SPD,S/C,79"4P | 2.0 | 116 | 91693700 | 16.8 | 8.0 | 0 | 1 | 230 | FMHP-552012 | 93526003 | Y | R0
no cord | 02020000-1010 | 02020473-2310 | PUMP,FMHP,R0,2.0HP CONT.,230V,60HZ,1SPD,S/C,79"4P | 2.0 | 116 | 91693700 | 16.8 | 8.0 | 0 | 1 | 230 | FMHP-552012 | 93526003 | Y | R0
| 02020000-1010 | 02020500-2000 | PUMP,FMHP,R0,2.0HP CONT.,230V,60HZ,1SPD,S/C | 2.0 | 116 | 91693700 | 16.8 | 8.0 | 0 | 1 | 230 | FMHP-552012 | 93526003 | N | R0
| 02020000-1010 | 02020500-2010 | PUMP,FMHP,R0,2.0HP CONT.,230V,60HZ,1SPD,S/C | 2.0 | 116 | 91693700 | 16.8 | 8.0 | 0 | 1 | 230 | FMHP-552012 | 93526003 | N | R0
| 02020000-1010 | 02020500-2100 | PUMP,FMHP,R0,2.0HP CONT.,230V,60HZ,1SPD,S/C | 2.0 | 116 | 91693700 | 16.8 | 8.0 | 0 | 1 | 230 | FMHP-552012 | 93526003 | N | R0
| 02020000-1010 | 02020500-2300 | PUMP,FMHP,R0,2.0HP CONT.,230V,60HZ,1SPD,S/C | 2.0 | 116 | 91693700 | 16.8 | 8.0 | 0 | 1 | 230 | FMHP-552012 | 93526003 | N | R0
air switch not available anymore | 02020000-1010 | 02020503-2030 | PUMP,FMHP,R0,2.0HP CONT.,230V,60HZ,1SPD,S/C,A/S | 2.0 | 116 | 91693700 | 16.8 | 8.0 | 0 | 1 | 230 | FMHP-552012 | 93526003 | N | R0
no cord | 02020000-1010 | 02020553-2010 | PUMP,FMHP,R0,2.0HP CONT.,230V,60HZ,1SPD,S/C,60"4P | 2.0 | 116 | 91693700 | 16.8 | 8.0 | 0 | 1 | 230 | FMHP-552012 | 93526003 | Y | R0
no cord | 02020000-1010 | 02020553-2110 | PUMP,FMHP,R0,2.0HP CONT.,230V,60HZ,1SPD,S/C,60"4P | 2.0 | 116 | 91693700 | 16.8 | 8.0 | 0 | 1 | 230 | FMHP-552012 | 93526003 | Y | R0
no cord | 02020000-1010 | 02020553-2310 | PUMP,FMHP,R0,2.0HP CONT.,230V,60HZ,1SPD,S/C,60"4P | 2.0 | 116 | 91693700 | 16.8 | 8.0 | 0 | 1 | 230 | FMHP-552012 | 93526003 | Y | R0
no cord, will have to move the wetend rotation to R9 | 02020000-1010 | 02020668-2000 | PUMP,FMHP,R9,2.0HP CONT.,230V,60HZ,1SPD,S/C,36"4P | 2.0 | 116 | 91693700 | 16.8 | 8.0 | 0 | 1 | 230 | FMHP-552012 | 93526003 | Y | R9
| 02020000-1010 | 02021355-2000 | PUMP,FMHP,R0,2.0HP CONT.,230V,60HZ,1SPD,S/C,PDC | 2.0 | 116 | 91693700 | 16.8 | 8.0 | 0 | 1 | 230 | FMHP-552012 | 93526003 | N | R0
| 02020000-1010 | 02021355-2300 | PUMP,FMHP,R0,2.0HP CONT.,230V,60HZ,1SPD,S/C,PDC | 2.0 | 116 | 91693700 | 16.8 | 8.0 | 0 | 1 | 230 | FMHP-552012 | 93526003 | N | R0
contact spa manufacturer | 1/6 & 1/8 HP n/a anymore | 02096187-1010 | *OBS*PUMP,FMHP,R0,1/8HP CONT.,115V,60HZ,1SPD,D/C,40"NEMA,LIM KOI | 1/8 | 66 | 91693651 | 2 | 1.7 | 0 | 1 | 115 | KOI-550211 | 93499602 | Y | R0
contact spa manufacturer | 1/6 & 1/8 HP n/a anymore | 02096188-1010 | *OBS*PUMP,FMHP,R0,1/8HP CONT.,115V,60HZ,1SPD,D/C,40"NEMA,LIM KOI,VITON | 1/8 | 66 | 91693651 | 2 | 1.7 | 0 | 1 | 115 | KOI-550211 | 93499602 | Y | R0
contact spa manufacturer | 1/6 & 1/8 HP n/a anymore | 02096281-1010 | *OBS*PUMP,FMHP,R0,1/8HP CONT.,115V,60HZ,1SPD,D/C,40"NEMA | 1/8 | 66 | 91693651 | 2 | 1.7 | 0 | 1 | 115 | FMHP-550211 | 93499602 | Y | R0
contact spa manufacturer | 1/6 & 1/8 HP n/a anymore | 02096720-1010 | *OBS*PUMP,FMHP,R0,1/8HP CONT.,115V,60HZ,1SPD,D/C,40"NEMA,VITON | 1/8 | 66 | 91693651 | 2 | 1.7 | 0 | 1 | 115 | FMHP-550211 | 93499602 | Y | R0
contact spa manufacturer | 1/6 & 1/8 HP n/a anymore | 02097187-1010 | *OBS*PUMP,FMHP,R0,1/6HP CONT.,115V,60HZ,1SPD,D/C,40"NEMA,LIM KOI,RMV 1/8 LABEL | 1/6 | 57 | 91693701 | 4.0 | 2.1 | 0 | 1 | 115 | KOI-550211 | 93499602 | Y | R0
contact spa manufacturer | 1/6 & 1/8 HP n/a anymore | 02097188-1010 | *OBS*PUMP,FMHP,R0,1/6HP CONT.,115V,60HZ,1SPD,D/C,40"NEMA,VITON,LIM KOI,RMV LBL | 1/6 | 57 | 91693701 | 4.0 | 2.1 | 0 | 1 | 115 | KOI-550211 | 93499602 | Y | R0
contact spa manufacturer | 1/6 & 1/8 HP n/a anymore | 02097616-1010 | *OBS*PUMP,FMHP,R0,1/6HP CONT.,115V,60HZ,1SPD,D/C,40"NEMA,RMV 1/8LABEL | 1/6 | 57 | 91693701 | 4.0 | 2.1 | 0 | 1 | 115 | FMHP-550211 | 93499602 | Y | R0
contact spa manufacturer | 1/6 & 1/8 HP n/a anymore | 02097720-1010 | *OBS*PUMP,FMHP,R0,1/6HP CONT.,115V,60HZ,1SPD,D/C,40"NEMA,VITON | 1/6 | 57 | 91693701 | 4.0 | 2.1 | 0 | 1 | 115 | FMHP-550211 | 93499602 | Y | R0
| 02107000-1010 | 02107000-1000 | PUMP,FMHP,R0,.75HP CONT.,115V,60HZ,2SPD,D/C | .75 | 62 | 91693551 | 15.0 | 8.8 | 2.6 | 2 | 115 | FMHP-550721 | 93491341 | N | R0
| 02107000-1010 | 02107000-1010 | PUMP,FMHP,R0,.75HP CONT.,115V,60HZ,2SPD,D/C | .75 | 62 | 91693551 | 15.0 | 8.8 | 2.6 | 2 | 115 | FMHP-550721 | 93491341 | N | R0
no cord | 02107000-1010 | 02107001-1310 | PUMP,FMHP,R0,.75HP CONT.,115V,60HZ,2SPD,D/C,48"HQ MINI | .75 | 62 | 91693551 | 15.0 | 8.8 | 2.6 | 2 | 115 | FMHP-550721 | 93491341 | Y | R0
no cord | 02107000-1010 | 02107001-1340 | PUMP,FMHP,R0, .75HP CONT.,115V,60HZ,2SPD,D/C,48"HQMINI | .75 |  |  |  | 1.5 |  | 1 |  |  |  | Y | R0
no cord | 02107000-1010 | 02107002-1310 | PUMP,FMHP,R0,.75HP CONT.,115V,60HZ,2SPD,D/C,48"4P | .75 | 62 | 91693551 | 15.0 | 8.8 | 2.6 | 2 | 115 | FMHP-550721 | 93491341 | Y | R0
no cord, speed inverted | 02107000-1010 | 02107111-1000 | PUMP,FMHP,R0,.75HP CONT.,115V,60HZ,2SPD,D/C,36"4P,RW | .75 | 62 | 91693551 | 15.0 | 8.8 | 2.6 | 2 | 115 | FMHP-550721 | 93491341 | Y | R0
no cord, speed inverted | 02107000-1010 | 02107111-1010 | PUMP,FMHP,R0,.75HP CONT.,115V,60HZ,2SPD,D/C,36"4P RW | .75 | 62 | 91693551 | 15.0 | 8.8 | 2.6 | 2 | 115 | FMHP-550721 | 93491341 | Y | R0
no cord, speed inverted | 02107000-1010 | 02107111-1300 | PUMP,FMHP,R0,.75HP CONT.,115V,60HZ,2SPD,D/C,36"4P,RW | .75 | 62 | 91693551 | 15.0 | 8.8 | 2.6 | 2 | 115 | FMHP-550721 | 93491341 | Y | R0
no cord, speed inverted | 02107000-1010 | 02107111-1310 | PUMP,FMHP,R0,.75HP CONT.,115V,60HZ,2SPD,D/C,36"4P, RW | .75 | 62 | 91693551 | 15.0 | 8.8 | 2.6 | 2 | 115 | FMHP-550721 | 93491341 | Y | R0
no cord | 02107000-1010 | 02107208-1000 | PUMP,FMHP,R0,.75HP CONT.,115V,60HZ,2SPD,D/C,36"4P,BRETT | .75 | 62 | 91693551 | 15.0 | 8.8 | 2.6 | 2 | 115 | FMHP-550721 | 93491341 | Y | R0
no cord | 02107000-1010 | 02107520-1010 | PUMP,FMHP,R0,.75HP CONT.,115V,60HZ,2SPD,D/C,36"4P | .75 | 62 | 91693551 | 15.0 | 8.8 | 2.6 | 2 | 115 | FMHP-550721 | 93491341 | Y | R0
no cord, no trap, timer switch n/a anymore | 02107000-1010 | 02107630-1010 | PUMP,FMHP,R0,.75HP CONT.,115V,60HZ,2SPD,D/C,40"NEMA,T/S,LIM KOI | .75 | 62 | 91693551 | 15.0 | 8.8 | 2.6 | 2 | 115 | FMHP-550721 | 93491341 | Y | R0
no cord | 02107000-1010 | 02107721-1010 | PUMP,FMHP,R0,.75HP CONT.,115V,60HZ,2SPD,D/C,48"MINI | .75 | 62 | 91693551 | 15.0 | 8.8 | 2.6 | 2 | 115 | FMHP-550721 | 93491341 | Y | R0
no cord | 02107000-1010 | 02107721-1100 | PUMP,FMHP,R0,.75HP CONT.,115V,60HZ,2SPD,D/C,48"MINI | .75 | 62 | 91693551 | 15.0 | 8.8 | 2.6 | 2 | 115 | FMHP-550721 | 93491341 | Y | R0
no cord, will have to move the wetend rotation to R9 | 02107000-1010 | 02107722-1010 | PUMP,FMHP,R9,.75HP CONT.,115V,60HZ,2SPD,D/C,48"MINI | .75 | 62 | 91693551 | 15.0 | 8.8 | 2.6 | 2 | 115 | FMHP-550721 | 93491341 | Y | R9
no cord, no trap, timer switch n/a anymore | 02107000-1010 | 02107862-1010 | PUMP,FMHP,R0,.75HP CONT.,115V,60HZ,2SPD,D/C,40"NEMA,T/S,W/TRAP | .75 | 62 | 91693551 | 15.0 | 8.8 | 2.6 | 2 | 115 | FMHP-550721 | 93491341 | Y | R0
no cord, timer switch n/a anymore | 02107000-1010 | 02107865-1010 | PUMP,FMHP,R0,.75HP CONT.,115V,60HZ,2SPD,D/C,40"NEMA,T/S | .75 | 62 | 91693551 | 15.0 | 8.8 | 2.6 | 2 | 115 | FMHP-550721 | 93491341 | Y | R0
| 02110000-1010 | 02110000-1000 | PUMP,FMHP,R0,1.0HP CONT.,115V,60HZ,2SPD,D/C | 1.0 | 90 | 91693601 | 10.8 | 11.0 | 2.9 | 2 | 115 | FMHP-551021 | 93493341 | N | R0
| 02110000-1010 | 02110000-1010 | PUMP,FMHP,R0,1.0HP CONT.,115V,60HZ,2SPD,D/C | 1.0 | 90 | 91693601 | 10.8 | 11.0 | 2.9 | 2 | 115 | FMHP-551021 | 93493341 | N | R0
no cord | 02110000-1010 | 02110001-2110 | PUMP,FMHP,R0,1.0HP CONT.,115V,60HZ,2SPD,S/C,48"4p | 1.0 | 95 | 91693601 | 10.3 | 10.3 | 3.5 | 2 | 115 | FMHP-551021 | 93523353 | Y | R0
Danner Manufacturing | n/a contact spa manufactuer | 02110002-1000 | PUMP,FMHP,R0,1.0HP CONT.,115V,60HZ,2SPD,D/C,36"NEMA,T/S,DANNER#02898,YLW,W/O TRAP | 1.0 | 90 | 91693601 | 10.8 | 11.0 | 2.9 | 2 | 115 | FMHP-551021 | 93493341 | Y | R0
no cord, will have to move the wetend rotation to R9 | 02110000-1010 | 02110003-1100 | PUMP,FMHP,R9,1.0HP CONT.,115V,60HZ,2SPD,D/C,48"MINI,6&9NPSC | 1.0 | 90 | 91693601 | 10.8 | 11.0 | 2.9 | 2 | 115 | FMHP-551021 | 93493341 | Y | R9
no cord, will have to move the wetend rotation to R9 | 02110000-1010 | 02110004-1100 | PUMP,FMHP,R9,1.0HP CONT.,115V,60HZ,2SPD,D/C,48"4P,6&9NPSC | 1.0 | 90 | 91693601 | 10.8 | 11.0 | 2.9 | 2 | 115 | FMHP-551021 | 93493341 | Y | R9
| 02110005-1010 | 02110005-1010 | PUMP,FMHP,R0,1.0HP CONT.,230V,60HZ,2SPD,D/C | 1.0 | 92 | 91693601 | 10.3 | 6.0 | 1.6 | 2 | 230 | FMHP-551022 | 93493360 | N | R0
| 02110000-1010 | 02110010-1010 | *OBS*PUMP,FMHP,R0,1.0HP CONT.,115V,60HZ,2SPD,D/C,10.3AMPS | 1.0 |  | 91693601 |  |  |  | 2 | 115 | FMHP-551021 | 93493351 | N | R0
no trap | 02110000-1010 | 02110015-1000 | PUMP,FMHP,R0,1.0HP CONT.,115V,60HZ,2SPD,D/C,W/TRAP | 1.0 | 90 | 91693601 | 10.8 | 11.0 | 2.9 | 2 | 115 | FMHP-551021 | 93493341 | N | R0
Watkins/Caldera | n/a contact spa manufactuer | 02110085-1320 | PUMP,FMHP,R0,1.0HP CONT.,230V,60HZ,2SPD,D/C,60"4P,MNFLD,CALDERA#009086 | 1.0 | 92 | 91693601 | 10.3 | 6.0 | 1.6 | 2 | 230 | FMHP-551022 | 93493360 | Y | R0
no cord, no trap | 02110000-1010 | 02110113-1000 | *OBS*PUMP,FMHP,R0,1.0HP CONT.,115V,60HZ,2SPD,D/C,40"NEMA,W/TRAP | 1.0 | 90 | 91693601 | 10.8 | 11.0 | 2.9 | 2 | 115 | FMHP-551021 | 93493341 | Y | R0
no cord, no trap, timer switch n/a anymore | 02110000-1010 | 02110117-1000 | *OBS*PUMP,FMHP,R0,1.0HP CONT.,115V,60HZ,2SPD,D/C,40"NEMA,T/S,W/TRAP | 1.0 | 90 | 91693601 | 10.8 | 11.0 | 2.9 | 2 | 115 | FMHP-551021 | 93493341 | Y | R0
| 02110005-1010 | 02110136-1000 | PUMP,FMHP,R0,1.0HP CONT.,230V,60HZ,2SPD,D/C,PDC | 1.0 | 92 | 91693601 | 10.3 | 6.0 | 1.6 | 2 | 230 | FMHP-551022 | 93493360 | Y | R0
| 02110005-1010 | 02110136-1300 | PUMP,FMHP,R0,1.0HP CONT.,230V,60HZ,2SPD,D/C,PDC | 1.0 | 92 | 91693601 | 10.3 | 6.0 | 1.6 | 2 | 230 | FMHP-551022 | 93493360 | N | R0
| 02110005-1010 | 02110136-2000 | PUMP,FMHP,R0,1.0HP CONT.,230V,60HZ,2SPD,D/C,PDC | 1.0 | 98 | 91693601 | 11 | 5.8 | 1.6 | 2 | 230 | FMHP-551022 | 93523360 | N | R0
| 02110005-1010 | 02110136-2300 | PUMP,FMHP,R0,1.0HP CONT.,230V,60HZ,2SPD,D/C,PDC | 1.0 | 98 | 91693601 | 11 | 5.8 | 1.6 | 2 | 230 | FMHP-551022 | 93523360 | N | R0
no cord | 02110000-1010 | 02110183-1010 | PUMP,FMHP,R9,1.0HP CONT.,115V,60HZ,2SPD,D/C,36"4P,CALDERA | 1.0 | 90 | 91693601 | 10.8 | 11.0 | 2.9 | 2 | 115 | FMHP-551021 | 93493341 | Y | R9
no cord | 02110000-1010 | 02110199-1110 | PUMP,FMHP,R0,1.0HP CONT.,115V,60HZ,2SPD,D/C,79"4P,COLEMAN | 1.0 | 90 | 91693601 | 10.8 | 11.0 | 2.9 | 2 | 115 | FMHP-551021 | 93493341 | Y | R0
no cord | 02110000-1010 | 02110199-1310 | PUMP,FMHP,R0,1.0HP CONT.,115V,60HZ,2SPD,D/C,79"4P,COLEMAN | 1.0 | 90 | 91693601 | 10.8 | 11.0 | 2.9 | 2 | 115 | FMHP-551021 | 93493341 | Y | R0
no cord, will have to move the wetend rotation to R3 | 02110000-1010 | 02110209-1000 | PUMP,FMHP,R3,1.0HP CONT.,115V,60HZ,2SPD,D/C,36"4P | 1.0 | 90 | 91693601 | 10.8 | 11.0 | 2.9 | 2 | 115 | FMHP-551021 | 93493341 | Y | R3
no cord, will have to move the wetend rotation to R3 | 02110000-1010 | 02110209-1300 | PUMP,FMHP,R3,1.0HP CONT.,115V,60HZ,2SPD,D/C,36"4P | 1.0 | 90 | 91693601 | 10.8 | 11.0 | 2.9 | 2 | 115 | FMHP-551021 | 93493341 | Y | R3
no cord | 02110005-1010 | 02110273-1000 | PUMP,FMHP,R3,1.0HP CONT.,230V,60HZ,2SPD,D/C,36"4P,BRETT | 1.0 | 92 | 91693601 | 10.3 | 6.0 | 1.6 | 2 | 230 | FMHP-551022 | 93493360 | Y | R3
no cord | 02110005-1010 | 02110291-1010 | PUMP,FMHP,R0,1.0HP CONT.,230V,60HZ,2SPD,D/C,60"4P,COLEMAN | 1.0 | 92 | 91693601 | 10.3 | 6.0 | 1.6 | 2 | 230 | FMHP-551022 | 93493360 | Y | R0
no cord | 02110005-1010 | 02110291-1110 | PUMP,FMHP,R0,1.0HP CONT.,230V,60HZ,2SPD,D/C,60"4P,COLEMAN | 1.0 | 92 | 91693601 | 10.3 | 6.0 | 1.6 | 2 | 230 | FMHP-551022 | 93493360 | Y | R0
no cord | 02110005-1010 | 02110291-1310 | PUMP,FMHP,R0,1.0HP CONT.,230V,60HZ,2SPD,D/C,60"4P,COLEMAN | 1.0 | 92 | 91693601 | 10.3 | 6.0 | 1.6 | 2 | 230 | FMHP-551022 | 93493360 | Y | R0
| 02110000-1010 | 02110302-2010 | PUMP,FMHP,R0,1.0HP CONT.,115V,60HZ,2SPD,S/C,LSS,PINNACLE | 1.0 | 95 | 91693601 | 10.3 | 10.3 | 3.5 | 2 | 115 | FMHP-551021 | 93523353 | N | R0
no cord | 02110000-1010 | 02110319-2000 | PUMP,FMHP,R0,1.0HP CONT.,115V,60HZ,2SPD,S/C,48"MINI | 1.0 | 95 | 91693601 | 10.3 | 10.3 | 3.5 | 2 | 115 | FMHP-551021 | 93523353 | Y | R0
no cord | 02110000-1010 | 02110319-2010 | PUMP,FMHP,R0,1.0HP CONT.,115V,60HZ,2SPD,S/C,48"MINI | 1.0 | 95 | 91693601 | 10.3 | 10.3 | 3.5 | 2 | 115 | FMHP-551021 | 93523353 | Y | R0
no cord | 02110000-1010 | 02110319-2110 | PUMP,FMHP,R0,1.0HP CONT.,115V,60HZ,2SPD,S/C,48"MINI | 1.0 | 95 | 91693601 | 10.3 | 10.3 | 3.5 | 2 | 115 | FMHP-551021 | 93523353 | Y | R0
| 02110000-1010 | 02110350-2000 | PUMP,FMHP,R0,1.0HP CONT.,115V,60HZ,2SPD,S/C,PDC | 1.0 | 95 | 91693601 | 10.3 | 10.3 | 3.5 | 2 | 115 | FMHP-551021 | 93523353 | N | R0
| 02110000-1010 | 02110350-2300 | PUMP,FMHP,R0,1.0HP CONT.,115V,60HZ,2SPD,S/C,PDC | 1.0 | 95 | 91693601 | 10.3 | 10.3 | 3.5 | 2 | 115 | FMHP-551021 | 93523353 | N | R0
no cord | 02110000-1010 | 02110408-2000 | PUMP,FMHP,R0,1.0HP CONT.,115V,60HZ,2SPD,S/C,36"4P | 1.0 | 95 | 91693601 | 10.3 | 10.3 | 3.5 | 2 | 115 | FMHP-551021 | 93523353 | Y | R0
no cord | 02110000-1010 | 02110408-2010 | PUMP,FMHP,R0,1.0HP CONT.,115V,60HZ,2SPD,S/C,36"4P | 1.0 | 95 | 91693601 | 10.3 | 10.3 | 3.5 | 2 | 115 | FMHP-551021 | 93523353 | Y | R0
no cord | 02110000-1010 | 02110408-2100 | PUMP,FMHP,R0,1.0HP CONT.,115V,60HZ,2SPD,S/C,36"4P | 1.0 | 95 | 91693601 | 10.3 | 10.3 | 3.5 | 2 | 115 | FMHP-551021 | 93523353 | Y | R0
no cord | 02110000-1010 | 02110408-2300 | PUMP,FMHP,R0,1.0HP CONT.,115V,60HZ,2SPD,S/C,36"4P | 1.0 | 95 | 91693601 | 10.3 | 10.3 | 3.5 | 2 | 115 | FMHP-551021 | 93523353 | Y | R0
no cord, will have to move the wetend rotation to R3 | 02110000-1010 | 02110409-2000 | PUMP,FMHP,R3,1.0HP CONT.,115V,60HZ,2SPD,S/C,36"4P,BRETT | 1.0 | 95 | 91693601 | 10.3 | 10.3 | 3.5 | 2 | 115 | FMHP-551021 | 93523353 | Y | R3
no cord, will have to move the wetend rotation to R3 | 02110000-1010 | 02110409-2300 | PUMP,FMHP,R3,1.0HP CONT.,115V,60HZ,2SPD,S/C,36"4P,BRETT | 1.0 | 95 | 91693601 | 10.3 | 10.3 | 3.5 | 2 | 115 | FMHP-551021 | 93523353 | Y | R3
no cord, will have to move the wetend rotation to R3 | 02110000-1010 | 02110409-2310 | PUMP,FMHP,R3,1.0HP CONT.,115V,60HZ,2SPD,S/C,36"4P,BRETT | 1.0 | 95 | 91693601 | 10.3 | 10.3 | 3.5 | 2 | 115 | FMHP-551021 | 93523353 | Y | R3
no cord, speed inverted | 02110000-1010 | 02110417-2000 | PUMP,FMHP,R0,1.0HP CONT.,115V,60HZ,2SPD,S/C,36"4P,RW | 1.0 | 95 | 91693601 | 10.3 | 10.3 | 3.5 | 2 | 115 | FMHP-551021 | 93523353 | Y | R0
no cord, speed inverted | 02110000-1010 | 02110417-2010 | PUMP,FMHP,R0,1.0HP CONT.,115V,60HZ,2SPD,S/C,36"4P RW | 1.0 | 95 | 91693601 | 10.3 | 10.3 | 3.5 | 2 | 115 | FMHP-551021 | 93523353 | Y | R0
no cord, speed inverted | 02110000-1010 | 02110417-2300 | PUMP,FMHP,R0,1.0HP CONT.,115V,60HZ,2SPD,S/C,36"4P,RW | 1.0 | 95 | 91693601 | 10.3 | 10.3 | 3.5 | 2 | 115 | FMHP-551021 | 93523353 | Y | R0
no cord | 02110000-1010 | 02110419-2110 | PUMP,FMHP,R0,1.0HP CONT.,115V,60HZ,2SPD,S/C,60"4P,COLEMAN | 1.0 | 95 | 91693601 | 10.3 | 10.3 | 3.5 | 2 | 115 | FMHP-551021 | 93523353 | Y | R0
no cord | 02110000-1010 | 02110419-2310 | PUMP,FMHP,R0,1.0HP CONT.,115V,60HZ,2SPD,S/C,60"4P,COLEMAN | 1.0 | 95 | 91693601 | 10.3 | 10.3 | 3.5 | 2 | 115 | FMHP-551021 | 93523353 | Y | R0
no cord | 02110000-1010 | 02110420-2110 | PUMP,FMHP,R0,1.0HP CONT.,115V,60HZ,2SPD,S/C,60"4P,COLEMAN | 1.0 | 95 | 91693601 | 10.3 | 10.3 | 3.5 | 2 | 115 | FMHP-551021 | 93523353 | Y | R0
no cord | 02110000-1010 | 02110420-2310 | PUMP,FMHP,R0,1.0HP CONT.,115V,60HZ,2SPD,S/C,60"4P,COLEMAN | 1.0 | 95 | 91693601 | 10.3 | 10.3 | 3.5 | 2 | 115 | FMHP-551021 | 93523353 | Y | R0
| 02110000-1010 | 02110500-2000 | PUMP,FMHP,R0,1.0HP CONT.,115V,60HZ,2SPD,S/C,LSS | 1.0 | 95 | 91693601 | 10.3 | 10.3 | 3.5 | 2 | 115 | FMHP-551021 | 93523353 | N | R0
| 02110000-1010 | 02110500-2010 | PUMP,FMHP,R0,1.0HP CONT.,115V,60HZ,2SPD,S/C,LSS | 1.0 | 95 | 91693601 | 10.3 | 10.3 | 3.5 | 2 | 115 | FMHP-551021 | 93523353 | N | R0
| 02110000-1010 | 02110500-2310 | PUMP,FMHP,R0,1.0HP CONT.,115V,60HZ,2SPD,S/C,LSS | 1.0 | 95 | 91693601 | 10.3 | 10.3 | 3.5 | 2 | 115 | FMHP-551021 | 93523353 | N | R0
| 02110000-1010 | 02110500-5010 | PUMP,FMHP,R0,1.0HP CONT.,115V,60HZ,2SPD,S/C | 1.0 | 80 | 91693601 | 14.3 | 9.8 | 3.4 | 2 | 115 | FMHP-551021 | 93512100 | N | R0
no cord | 02110000-1010 | 02110510-2000 | PUMP,FMHP,R0,1.0HP CONT.,115V,60HZ,2SPD,S/C,36"4P | 1.0 | 95 | 91693601 | 10.3 | 10.3 | 3.5 | 2 | 115 | FMHP-551021 | 93523353 | Y | R0
no cord | 02110000-1010 | 02110510-2010 | PUMP,FMHP,R0,1.0HP CONT.,115V,60HZ,2SPD,S/C,36"4P | 1.0 | 95 | 91693601 | 10.3 | 10.3 | 3.5 | 2 | 115 | FMHP-551021 | 93523353 | Y | R0
no cord | 02110000-1010 | 02110510-2300 | PUMP,FMHP,R0,1.0HP CONT.,115V,60HZ,2SPD,S/C,36"4P | 1.0 | 95 | 91693601 | 10.3 | 10.3 | 3.5 | 2 | 115 | FMHP-551021 | 93523353 | Y | R0
no cord | 02110000-1010 | 02110519-2010 | PUMP,FMHP,R0,1.0HP CONT.,115V,60HZ,2SPD,S/C,79"4P | 1.0 | 95 | 91693601 | 10.3 | 10.3 | 3.5 | 2 | 115 | FMHP-551021 | 93523353 | Y | R0
no cord | 02110000-1010 | 02110519-2110 | PUMP,FMHP,R0,1.0HP CONT.,115V,60HZ,2SPD,S/C,79"4P | 1.0 | 95 | 91693601 | 10.3 | 10.3 | 3.5 | 2 | 115 | FMHP-551021 | 93523353 | Y | R0
no cord | 02110000-1010 | 02110519-2310 | PUMP,FMHP,R0,1.0HP CONT.,115V,60HZ,2SPD,S/C,79"4P | 1.0 | 95 | 91693601 | 10.3 | 10.3 | 3.5 | 2 | 115 | FMHP-551021 | 93523353 | Y | R0
no cord, will have to move the wetend rotation to R9 | 02110000-1010 | 02110524-1010 | PUMP,FMHP,R9,1.0HP CONT.,115V,60HZ,2SPD,D/C,36"4P | 1.0 | 90 | 91693601 | 10.8 | 11.0 | 2.9 | 2 | 115 | FMHP-551021 | 93493341 | Y | R9
no cord | 02110000-1010 | 02110610-1010 | PUMP,FMHP,R0,1.0HP CONT.,115V,60HZ,2SPD,D/C,36"4P,COLEMAN | 1.0 | 90 | 91693601 | 10.8 | 11.0 | 2.9 | 2 | 115 | FMHP-551021 | 93493341 | Y | R0
no cord | 02110000-1010 | 02110610-1110 | PUMP,FMHP,R0,1.0HP CONT.,115V,60HZ,2SPD,D/C,36"4P,COLEMAN | 1.0 | 90 | 91693601 | 10.8 | 11.0 | 2.9 | 2 | 115 | FMHP-551021 | 93493341 | Y | R0
no cord | 02110000-1010 | 02110610-1310 | PUMP,FMHP,R0,1.0HP CONT.,115V,60HZ,2SPD,D/C,36"4P,COLEMAN | 1.0 | 90 | 91693601 | 10.8 | 11.0 | 2.9 | 2 | 115 | FMHP-551021 | 93493341 | Y | R0
no cord | 02110000-1010 | 02110611-1010 | PUMP,FMHP,R0,1.0HP CONT.,115V,60HZ,2SPD,D/C,60"4P | 1.0 | 90 | 91693601 | 10.8 | 11.0 | 2.9 | 2 | 115 | FMHP-551021 | 93493341 | Y | R0
no cord, will have to move the wetend rotation to R9 | 02110000-1010 | 02110611-1110 | PUMP,FMHP,R0,1.0HP CONT.,115V,60HZ,2SPD,D/C,60"4P,COLEMAN | 1.0 | 90 | 91693601 | 10.8 | 11.0 | 2.9 | 2 | 115 | FMHP-551021 | 93493341 | Y | R0
no cord | 02110000-1010 | 02110611-1310 | PUMP,FMHP,R0,1.0HP CONT.,115V,60HZ,2SPD,D/C,60"4P,COLEMAN | 1.0 | 90 | 91693601 | 10.8 | 11.0 | 2.9 | 2 | 115 | FMHP-551021 | 93493341 | Y | R0
no cord | 02110000-1010 | 02110612-1010 | PUMP,FMHP,R0,1.0HP CONT.,115V,60HZ,2SPD,D/C,36"4P,COLEMAN | 1.0 | 90 | 91693601 | 10.8 | 11.0 | 2.9 | 2 | 115 | FMHP-551021 | 93493341 | Y | R0
no cord | 02110000-1010 | 02110612-1110 | PUMP,FMHP,R0,1.0HP CONT.,115V,60HZ,2SPD,D/C,36"4P,COLEMAN | 1.0 | 90 | 91693601 | 10.8 | 11.0 | 2.9 | 2 | 115 | FMHP-551021 | 93493341 | Y | R0
no cord | 02110000-1010 | 02110612-1310 | PUMP,FMHP,R0,1.0HP CONT.,115V,60HZ,2SPD,D/C,36"4P,COLEMAN | 1.0 | 90 | 91693601 | 10.8 | 11.0 | 2.9 | 2 | 115 | FMHP-551021 | 93493341 | Y | R0
no cord, will have to move the wetend rotation to R3 | 02110000-1010 | 02110622-2300 | PUMP,FMHP,R3,1.0HP CONT.,115V,60HZ,2SPD,S/C,36"4P | 1.0 | 95 | 91693601 | 10.3 | 10.3 | 3.5 | 2 | 115 | FMHP-551021 | 93523353 | Y | R3
no cord | 02110000-1010 | 02110652-2110 | PUMP,FMHP,R0,1.0HP CONT.,115V,60HZ,2SPD,S/C,36"4P,COLEMAN | 1.0 | 95 | 91693601 | 10.3 | 10.3 | 3.5 | 2 | 115 | FMHP-551021 | 93523353 | Y | R0
no cord | 02110000-1010 | 02110652-2310 | PUMP,FMHP,R0,1.0HP CONT.,115V,60HZ,2SPD,S/C,36"4P,COLEMAN | 1.0 | 95 | 91693601 | 10.3 | 10.3 | 3.5 | 2 | 115 | FMHP-551021 | 93523353 | Y | R0
no cord | 02110000-1010 | 02110653-2000 | PUMP,FMHP,R0,1.0HP CONT.,115V,60HZ,2SPD,S/C,79"4P,COLEMAN | 1.0 | 95 | 91693601 | 10.3 | 10.3 | 3.5 | 2 | 115 | FMHP-551021 | 93523353 | Y | R0
no cord | 02110000-1010 | 02110653-2010 | *OBS*PUMP,FMHP,R0,1.0HP CONT.,115V,60HZ,2SPD,S/C,79"4P,COLEMAN | 1.0 | 95 | 91693601 | 10.3 | 10.3 | 3.5 | 2 | 115 | FMHP-551021 | 93523353 | Y | R0
no cord | 02110000-1010 | 02110653-2110 | PUMP,FMHP,R0,1.0HP CONT.,115V,60HZ,2SPD,S/C,79"4P,COLEMAN | 1.0 | 95 | 91693601 | 10.3 | 10.3 | 3.5 | 2 | 115 | FMHP-551021 | 93523353 | Y | R0
no cord | 02110000-1010 | 02110653-2310 | PUMP,FMHP,R0,1.0HP CONT.,115V,60HZ,2SPD,S/C,79"4P,COLEMAN | 1.0 | 95 | 91693601 | 10.3 | 10.3 | 3.5 | 2 | 115 | FMHP-551021 | 93523353 | Y | R0
no cord | 02110000-1010 | 02110721-1100 | PUMP,FMHP,R0,1.0HP CONT.,115V,60HZ,2SPD,D/C,48"MINI | 1.0 | 90 | 91693601 | 10.8 | 11.0 | 2.9 | 2 | 115 | FMHP-551021 | 93493341 | Y | R0
no cord | 02110000-1010 | 02110721-1110 | PUMP,FMHP,R0,1.0HP CONT.,115V,60HZ,2SPD,D/C,48"MINI | 1.0 | 90 | 91693601 | 10.8 | 11.0 | 2.9 | 2 | 115 | FMHP-551021 | 93493341 | Y | R0
will have to move to R9, pump would be 115v | 02110000-1010 | 02110825-2010 | PUMP,FMHP,R9,1.0HP CONT.,100V,60HZ,2SPD,D/C | 1.0 | 80 | 91693601 | 14.7 | 9.7 | 2.9 | 2 | 100 | FMHP-551021 | 93523371 | N | R9
| 02110000-1010 | 02110851-1010 | PUMP,FMHP,R0,1.0HP CONT.,115V,60HZ,2SPD,D/C,PINNACLE 19-2100 | 1.0 | 90 | 91693601 | 10.8 | 11.0 | 2.9 | 2 | 115 | FMHP-551021 | 93493341 | N | R0
no cord, no trap, timer switch n/a anymore | 02110000-1010 | 02110862-1000 | PUMP,FMHP,R0,1.0HP CONT.,115V,60HZ,2SPD,D/C,40"NEMA,T/S,W/TRAP | 1.0 | 90 | 91693601 | 10.8 | 11.0 | 2.9 | 2 | 115 | FMHP-551021 | 93493341 | Y | R0
no cord, no trap, timer switch n/a anymore | 02110000-1010 | 02110862-1010 | PUMP,FMHP,R0,1.0HP CONT.,115V,60HZ,2SPD,D/C,40"NEMA,T/S,W/TRAP | 1.0 | 90 | 91693601 | 10.8 | 11.0 | 2.9 | 2 | 115 | FMHP-551021 | 93493341 | Y | R0
no cord, timer switch n/a anymore | 02110000-1010 | 02110865-1010 | PUMP,FMHP,R0,1.0HP CONT.,115V,60HZ,2SPD,D/C,40"NEMA,T/S | 1.0 | 90 | 91693601 | 10.8 | 11.0 | 2.9 | 2 | 115 | FMHP-551021 | 93493341 | Y | R0
no cord, no trap, timer switch n/a anymore | 02110000-1010 | 02110866-1000 | PUMP,FMHP,R0,1.0HP CONT.,115V,60HZ,2SPD,D/C,40"NEMA,T/S,LIM KOI | 1.0 | 90 | 91693601 | 10.8 | 11.0 | 2.9 | 2 | 115 | FMHP-551021 | 93493341 | Y | R0
no cord, no trap, timer switch n/a anymore | 02110000-1010 | 02110866-1010 | PUMP,FMHP,R0,1.0HP CONT.,115V,60HZ,2SPD,D/C,40"NEMA,T/S,LIM KOI | 1.0 | 90 | 91693601 | 10.8 | 11.0 | 2.9 | 2 | 115 | FMHP-551021 | 93493341 | Y | R0
Danner Manufacturing | n/a contact spa manufactuer | 02110999-1000 | PUMP,FMHP,R0,1.0HP CONT.,115V,60HZ,2SPD,D/C,36"NEMA,T/S,DANNER#02778,YELLOW | 1.0 | 90 | 91693601 | 10.8 | 11.0 | 2.9 | 2 | 115 | FMHP-551021 | 93493341 | Y | R0
| 02115000-1010 | 02115000-1000 | PUMP,FMHP,R0,1.5HP CONT.,115V,60HZ,2SPD,D/C | 1.5 | 107 | 91693651 | 13.5 | 13.8 | 4.0 | 2 | 115 | FMHP-551521 | 93495111 | N | R0
| 02115000-1010 | 02115000-1010 | PUMP,FMHP,R0,1.5HP CONT.,115V,60HZ,2SPD,D/C | 1.5 | 107 | 91693651 | 13.5 | 13.8 | 4.0 | 2 | 115 | FMHP-551521 | 93495111 | N | R0
| 02115000-1010 | 02115000-1300 | PUMP,FMHP,R0,1.5HP CONT.,115V,60HZ,2SPD,D/C | 1.5 | 107 | 91693651 | 13.5 | 13.8 | 4.0 | 2 | 115 | FMHP-551521 | 93495111 | N | R0
| 02115000-1010 | 02115000-1310 | PUMP,FMHP,R0,1.5HP CONT.,115V,60HZ,2SPD,D/C | 1.5 | 107 | 91693651 | 13.5 | 13.8 | 4.0 | 2 | 115 | FMHP-551521 | 93495111 | N | R0
| 02115000-1010 | 02115000-2010 | *OBS*PUMP,FMHP,R0,1.5HP CONT.,115V,60HZ,2SPD,D/C | 1.5 |  | 91693651 |  |  |  | 2 | 115 | FMHP-551521 | 93525102 | N | R0
| 02115000-1010 | 02115000-5010 | PUMP,FMHP,R0,1.5HP CONT.,115V,60HZ,2SPD,S/C | 1.5 | 110 | 91693651 | 12.7 | 13.6 | 5.0 | 2 | 115 | FMHP-551521 | 93513100 | N | R0
no cord | 02115000-1010 | 02115001-2310 | PUMP,FMHP,R0,1.5HP CONT.,115V,60HZ,2SPD,S/C,48"4P | 1.5 | 108 | 91693651 | 13.3 | 14.4 | 3.9 | 2 | 115 | FMHP-551521 | 93525104 | Y | R0
Danner Manufacturing | n/a contact spa manufactuer | 02115002-1000 | PUMP,FMHP,R0,1.5HP CONT.,115V,60HZ,2SPD,D/C,36"NEMA,T/S,DANNER#02899,GRN,W/O TRAP | 1.5 | 107 | 91693651 | 13.5 | 13.8 | 4.0 | 2 | 115 | FMHP-551521 | 93495111 | Y | R0
| 02115005-1010 | 02115005-1000 | PUMP,FMHP,R0,1.5HP CONT.,230V,60HZ,2SPD,D/C | 1.5 | 110 | 91693651 | 13.7 | 8.0 | 2.6 | 2 | 230 | FMHP-551522 | 93495141 | N | R0
| 02115005-1010 | 02115005-1010 | PUMP,FMHP,R0,1.5HP CONT.,230V,60HZ,2SPD,D/C | 1.5 | 110 | 91693651 | 13.7 | 8.0 | 2.6 | 2 | 230 | FMHP-551522 | 93495141 | N | R0
| 02115005-1010 | 02115005-1110 | PUMP,FMHP,R0,1.5HP CONT.,230V,60HZ,2SPD,D/C | 1.5 | 110 | 91693651 | 13.7 | 8.0 | 2.6 | 2 | 230 | FMHP-551522 | 93495141 | N | R0
| 02115005-1010 | 02115005-1310 | PUMP,FMHP,R0,1.5HP CONT.,230V,60HZ,2SPD,D/C | 1.5 | 110 | 91693651 | 13.7 | 8.0 | 2.6 | 2 | 230 | FMHP-551522 | 93495141 | N | R0
| 02115005-1010 | 02115005-2010 | *OBS*PUMP,FMHP,R0,1.5HP CONT.,230V,60HZ,2SPD,D/C | 1.5 | 115 | 91693651 | 14 | 7.5 | 2.2 | 2 | 230 | FMHP-551522 | 93525141 | N | R0
no cord | 02115000-1010 | 02115006-2110 | PUMP,FMHP,R0,1.5HP CONT.,115V,60HZ,2SPD,S/C,48"REDMINI | 1.5 | 108 | 91693651 | 13.3 | 14.4 | 3.9 | 2 | 115 | FMHP-551521 | 93525104 | Y | R0
| n/a contact spa manufactuer | 02115043-1010 | PUMP,FMHP,R0,1.5HP CONT.,230V,60HZ,2SPD,D/C,MNFLD | 1.5 | 110 | 91693651 | 13.7 | 8.0 | 2.6 | 2 | 230 | FMHP-551522 | 93495141 | N | R0
Watkins/Caldera | n/a contact spa manufactuer | 02115085-1030 | PUMP,FMHP,R0,1.5HP CONT.,02593447-2009230V,60HZ,2SPD,D/C,60"4P,CALDERA | 1.5 | 110 | 91693651 | 13.7 | 8.0 | 2.6 | 2 | 230 | FMHP-551522 | 93495141 | Y | R0
no cord | 02115000-1010 | 02115087-1030 | PUMP,FMHP,R0,1.5HP CONT.,115V,60HZ,2SPD,D/C,60"4P,CALDERA | 1.5 | 107 | 91693651 | 13.5 | 13.8 | 4.0 | 2 | 115 | FMHP-551521 | 93495111 | Y | R0
no cord, speed inverted | 02115005-1010 | 02115109-1000 | PUMP,FMHP,R0,1.5HP CONT.,230V,60HZ,2SPD,D/C,36"4P,RW RED->LO, BLK->HI | 1.5 | 110 | 91693651 | 13.7 | 8.0 | 2.6 | 2 | 230 | FMHP-551522 | 93495141 | Y | R0
no cord, speed inverted | 02115005-1010 | 02115109-1010 | PUMP,FMHP,R0,1.5HP CONT.,230V,60HZ,2SPD,D/C,36"4P,RW RED->LO,BLK->HI | 1.5 | 110 | 91693651 | 13.7 | 8.0 | 2.6 | 2 | 230 | FMHP-551522 | 93495141 | Y | R0
no cord, speed inverted | 02115005-1010 | 02115109-1300 | PUMP,FMHP,R0,1.5HP CONT.,230V,60HZ,2SPD,D/C,36"4P,RW RED->LO, BLK->HI | 1.5 | 110 | 91693651 | 13.7 | 8.0 | 2.6 | 2 | 230 | FMHP-551522 | 93495141 | Y | R0
no cord, no trap, timer switch n/a anymore | 02115000-1010 | 02115117-1000 | *OBS*PUMP,FMHP,R0,1.5HP CONT.,115V,60HZ,2SPD,D/C,40"NEMA,T/S,W/TRAP | 1.5 | 107 | 91693651 | 13.5 | 13.8 | 4.0 | 2 | 115 | FMHP-551521 | 93495111 | Y | R0
Watkins/Caldera | n/a contact spa manufactuer | 02115180-1030 | PUMP,FMHP,R0,1.5HP CONT.,115V,60HZ,2SPD,D/C,60"4P,CALDERA, #009004 | 1.5 | 107 | 91693651 | 13.5 | 13.8 | 4.0 | 2 | 115 | FMHP-551521 | 93495111 | Y | R0
will have to move the wetend rotation to R9 | 02115005-1010 | 02115205-1300 | PUMP,FMHP,R9,1.5HP CONT.,230V,60HZ,2SPD,D/C | 1.5 | 110 | 91693651 | 13.7 | 8.0 | 2.6 | 2 | 230 | FMHP-551522 | 93495141 | N | R9
no cord | 02115000-1010 | 02115208-1000 | PUMP,FMHP,R0,1.5HP CONT.,115V,60HZ,2SPD,D/C,36"4P,BRETT | 1.5 | 107 | 91693651 | 13.5 | 13.8 | 4.0 | 2 | 115 | FMHP-551521 | 93495111 | Y | R0
no cord | 02115000-1010 | 02115208-1100 | PUMP,FMHP,R0,1.5HP CONT.,115V,60HZ,2SPD,D/C,36"4P,BRETT | 1.5 | 107 | 91693651 | 13.5 | 13.8 | 4.0 | 2 | 115 | FMHP-551521 | 93495111 | Y | R0
no cord | 02115000-1010 | 02115208-1300 | PUMP,FMHP,R0,1.5HP CONT.,115V,60HZ,2SPD,D/C,36"4P,BRETT | 1.5 | 107 | 91693651 | 13.5 | 13.8 | 4.0 | 2 | 115 | FMHP-551521 | 93495111 | Y | R0
no cord, will have to move to R3 | 02115000-1010 | 02115209-1000 | PUMP,FMHP,R3,1.5HP CONT.,115V,60HZ,2SPD,D/C,36"4P | 1.5 | 107 | 91693651 | 13.5 | 13.8 | 4.0 | 2 | 115 | FMHP-551521 | 93495111 | Y | R3
no cord | 02115005-1010 | 02115211-1010 | PUMP,FMHP,R0,1.5HP CONT.,230V,60HZ,2SPD,D/C,36"4P | 1.5 | 110 | 91693651 | 13.7 | 8.0 | 2.6 | 2 | 230 | FMHP-551522 | 93495141 | Y | R0
no cord, will have to move the wetend rotation to R9 | 02115005-1010 | 02115212-1000 | PUMP,FMHP,R3,1.5HP CONT.,230V,60HZ,2SPD,D/C,36"4P | 1.5 | 110 | 91693651 | 13.7 | 8.0 | 2.6 | 2 | 230 | FMHP-551522 | 93495141 | Y | R3
no cord | 02115000-1010 | 02115233-1110 | PUMP,FMHP,R0,1.5HP CONT.,115V,60HZ,2SPD,D/C,79"4P,COLEMAN | 1.5 | 107 | 91693651 | 13.5 | 13.8 | 4.0 | 2 | 115 | FMHP-551521 | 93495111 | Y | R0
no cord | 02115000-1010 | 02115233-1310 | PUMP,FMHP,R0,1.5HP CONT.,115V,60HZ,2SPD,D/C,79"4P,COLEMAN | 1.5 | 107 | 91693651 | 13.5 | 13.8 | 4.0 | 2 | 115 | FMHP-551521 | 93495111 | Y | R0
no cord, will have to move the wetend rotation to R9 | 02115005-1010 | 02115272-1000 | PUMP,FMHP,R9,1.5HP CONT.,230V,60HZ,2SPD,D/C,36"4P | 1.5 | 110 | 91693651 | 13.7 | 8.0 | 2.6 | 2 | 230 | FMHP-551522 | 93495141 | Y | R9
no cord, will have to move the wetend rotation to R9 | 02115005-1010 | 02115272-2000 | *OBS*PUMP,FMHP,R9,1.5HP CONT.,230V,60HZ,2SPD,D/C,36"4P | 1.5 | 115 | 91693651 | 14 | 7.5 | 2.2 | 2 | 230 | FMHP-551522 | 93525141 | Y | R9
no cord | 02115005-1010 | 02115288-2110 | PUMP,FMHP,R0,1.5HP CONT.,230V,60HZ,2SPD,D/C,79"4P,COLEMAN | 1.5 | 115 | 91693651 | 14 | 7.5 | 2.2 | 2 | 230 | FMHP-551522 | 93525141 | Y | R0
no cord | 02115005-1010 | 02115288-2310 | PUMP,FMHP,R0,1.5HP CONT.,230V,60HZ,2SPD,D/C,79"4P,COLEMAN | 1.5 | 115 | 91693651 | 14 | 7.5 | 2.2 | 2 | 230 | FMHP-551522 | 93525141 | Y | R0
no cord | 02115005-1010 | 02115289-1110 | PUMP,FMHP,R0,1.5HP CONT.,230V,60HZ,2SPD,D/C,79"4P,COLEMAN | 1.5 | 110 | 91693651 | 13.7 | 8.0 | 2.6 | 2 | 230 | FMHP-551522 | 93495141 | Y | R0
no cord | 02115005-1010 | 02115289-1310 | PUMP,FMHP,R0,1.5HP CONT.,230V,60HZ,2SPD,D/C,79"4P,COLEMAN | 1.5 | 110 | 91693651 | 13.7 | 8.0 | 2.6 | 2 | 230 | FMHP-551522 | 93495141 | Y | R0
| 02115005-1010 | 02115298-1010 | PUMP,FMHP,R0,1.5HP CONT.,230V,60HZ,2SPD,D/C,PINNACLE | 1.5 | 110 | 91693651 | 13.7 | 8.0 | 2.6 | 2 | 230 | FMHP-551522 | 93495141 | N | R0
| 02115000-1010 | 02115302-2010 | PUMP,FMHP,R0,1.5HP CONT.,115V,60HZ,2SPD,S/C,PINNACLE | 1.5 | 108 | 91693651 | 13.3 | 14.4 | 3.9 | 2 | 115 | FMHP-551521 | 93525104 | N | R0
no cord | 02115000-1010 | 02115319-2110 | PUMP,FMHP,R0,1.5HP CONT.,115V,60HZ,2SPD,S/C,48"MINI | 1.5 | 108 | 91693651 | 13.3 | 14.4 | 3.9 | 2 | 115 | FMHP-551521 | 93525104 | Y | R0
no cord | 02115000-1010 | 02115319-2310 | PUMP,FMHP,R0,1.5HP CONT.,115V,60HZ,2SPD,S/C,48"MINI | 1.5 | 108 | 91693651 | 13.3 | 14.4 | 3.9 | 2 | 115 | FMHP-551521 | 93525104 | Y | R0
| 02115005-1010 | 02115351-2000 | PUMP,FMHP,R0,1.5HP CONT.,230V,60HZ,2SPD,S/C,PDC | 1.5 | 107 | 91693651 | 14 | 7.5 | 2.0 | 2 | 230 | FMHP-551522 | 93525143 | N | R0
| 02115005-1010 | 02115351-2300 | PUMP,FMHP,R0,1.5HP CONT.,230V,60HZ,2SPD,S/C,PDC | 1.5 | 107 | 91693651 | 14 | 7.5 | 2.0 | 2 | 230 | FMHP-551522 | 93525143 | N | R0
no cord | 02115000-1010 | 02115408-2000 | PUMP,FMHP,R0,1.5HP CONT.,115V,60HZ,2SPD,S/C,36"4P | 1.5 | 108 | 91693651 | 13.3 | 14.4 | 3.9 | 2 | 115 | FMHP-551521 | 93525104 | Y | R0
no cord | 02115000-1010 | 02115408-2010 | PUMP,FMHP,R0,1.5HP CONT.,115V,60HZ,2SPD,S/C,36"4P | 1.5 | 108 | 91693651 | 13.3 | 14.4 | 3.9 | 2 | 115 | FMHP-551521 | 93525104 | Y | R0
no cord | 02115000-1010 | 02115408-2100 | PUMP,FMHP,R0,1.5HP CONT.,115V,60HZ,2SPD,S/C,36"4P | 1.5 | 108 | 91693651 | 13.3 | 14.4 | 3.9 | 2 | 115 | FMHP-551521 | 93525104 | Y | R0
no cord | 02115000-1010 | 02115408-2300 | PUMP,FMHP,R0,1.5HP CONT.,115V,60HZ,2SPD,S/C,36"4P | 1.5 | 108 | 91693651 | 13.3 | 14.4 | 3.9 | 2 | 115 | FMHP-551521 | 93525104 | Y | R0
no cord, will have to move the wetend rotation to R3 | 02115000-1010 | 02115409-2000 | PUMP,FMHP,R3,1.5HP CONT.,115V,60HZ,2SPD,S/C,36"4P | 1.5 | 108 | 91693651 | 13.3 | 14.4 | 3.9 | 2 | 115 | FMHP-551521 | 93525104 | Y | R3
no cord, will have to move the wetend rotation to R9 | 02115005-1010 | 02115412-2000 | PUMP,FMHP,R3,1.5HP CONT.,230V,60HZ,2SPD,S/C,36"4P | 1.5 | 107 | 91693651 | 14 | 7.5 | 2.0 | 2 | 230 | FMHP-551522 | 93525143 | Y | R3
no cord, will have to move the wetend rotation to R9 | 02115005-1010 | 02115416-2000 | PUMP,FMHP,R9,1.5HP CONT.,230V,60HZ,2SPD,S/C,36"4P | 1.5 | 107 | 91693651 | 14 | 7.5 | 2.0 | 2 | 230 | FMHP-551522 | 93525143 | Y | R9
no cord, will have to move the wetend rotation to R9 | 02115000-1010 | 02115471-2000 | PUMP,FMHP,R9,1.5HP CONT.,115V,60HZ,2SPD,S/C,36"4P | 1.5 | 108 | 91693651 | 13.3 | 14.4 | 3.9 | 2 | 115 | FMHP-551521 | 93525104 | Y | R9
no cord | 02115005-1010 | 02115474-2010 | PUMP,FMHP,R0,1.5HP CONT.,230V,60HZ,2SPD,S/C,79"4P,COLEMAN | 1.5 | 107 | 91693651 | 14 | 7.5 | 2.0 | 2 | 230 | FMHP-551522 | 93525143 | Y | R0
no cord | 02115005-1010 | 02115474-2110 | PUMP,FMHP,R0,1.5HP CONT.,230V,60HZ,2SPD,S/C,79"4P,COLEMAN | 1.5 | 107 | 91693651 | 14 | 7.5 | 2.0 | 2 | 230 | FMHP-551522 | 93525143 | Y | R0
no cord | 02115005-1010 | 02115474-2310 | PUMP,FMHP,R0,1.5HP CONT.,230V,60HZ,2SPD,S/C,79"4P,COLEMAN | 1.5 | 107 | 91693651 | 14 | 7.5 | 2.0 | 2 | 230 | FMHP-551522 | 93525143 | Y | R0
| 02115000-1010 | 02115500-2000 | PUMP,FMHP,R0,1.5HP CONT.,115V,60HZ,2SPD,S/C | 1.5 | 108 | 91693651 | 13.3 | 14.4 | 3.9 | 2 | 115 | FMHP-551521 | 93525104 | N | R0
| 02115000-1010 | 02115500-2010 | PUMP,FMHP,R0,1.5HP CONT.,115V,60HZ,2SPD,S/C | 1.5 | 108 | 91693651 | 13.3 | 14.4 | 3.9 | 2 | 115 | FMHP-551521 | 93525104 | N | R0
no cord | 02115000-1010 | 02115510-2010 | PUMP,FMHP,R0,1.5HP CONT.,115V,60HZ,2SPD,S/C,36"4P | 1.5 | 108 | 91693651 | 13.3 | 14.4 | 3.9 | 2 | 115 | FMHP-551521 | 93525104 | Y | R0
no cord | 02115000-1010 | 02115519-2010 | PUMP,FMHP,R0,1.5HP CONT.,115V,60HZ,2SPD,S/C,79"4P | 1.5 | 108 | 91693651 | 13.3 | 14.4 | 3.9 | 2 | 115 | FMHP-551521 | 93525104 | Y | R0
no cord | 02115000-1010 | 02115519-2110 | PUMP,FMHP,R0,1.5HP CONT.,115V,60HZ,2SPD,S/C,79"4P | 1.5 | 108 | 91693651 | 13.3 | 14.4 | 3.9 | 2 | 115 | FMHP-551521 | 93525104 | Y | R0
no cord | 02115000-1010 | 02115519-2310 | PUMP,FMHP,R0,1.5HP CONT.,115V,60HZ,2SPD,S/C,79"4P | 1.5 | 108 | 91693651 | 13.3 | 14.4 | 3.9 | 2 | 115 | FMHP-551521 | 93525104 | Y | R0
no cord | 02115000-1010 | 02115520-1010 | PUMP,FMHP,R0,1.5HP CONT.,115V,60HZ,2SPD,D/C,36"4P | 1.5 | 107 | 91693651 | 13.5 | 13.8 | 4.0 | 2 | 115 | FMHP-551521 | 93495111 | Y | R0
no cord | 02115000-1010 | 02115597-1010 | PUMP,FMHP,R0,1.5HP CONT.,115V,60HZ,2SPD,D/C,79"4P | 1.5 | 107 | 91693651 | 13.5 | 13.8 | 4.0 | 2 | 115 | FMHP-551521 | 93495111 | Y | R0
no cord | 02115000-1010 | 02115597-1310 | PUMP,FMHP,R0,1.5HP CONT.,115V,60HZ,2SPD,D/C,79"4P | 1.5 | 107 | 91693651 | 13.5 | 13.8 | 4.0 | 2 | 115 | FMHP-551521 | 93495111 | Y | R0
| 02115000-1010 | 02115851-1010 | PUMP,FMHP,R0,1.5HP CONT.,115V,60HZ,2SPD,D/C,PINNACLE 19-2101 | 1.5 | 107 | 91693651 | 13.5 | 13.8 | 4.0 | 2 | 115 | FMHP-551521 | 93495111 | N | R0
no cord, no trap, timer switch n/a anymore | 02115000-1010 | 02115866-1010 | PUMP,FMHP,R0,1.5HP CONT.,115V,60HZ,2SPD,D/C,T/S,36"NEMA,LIM KOI | 1.5 | 107 | 91693651 | 13.5 | 13.8 | 4.0 | 2 | 115 | KOI-551521 | 93495111 | Y | R0
no cord | 02115000-1010 | 02115926-1010 | PUMP,FMHP,R0,1.5HP CONT.,115V,60HZ,2SPD,D/C,T/S,36"NEMA | 1.5 | 107 | 91693651 | 13.5 | 13.8 | 4.0 | 2 | 115 | FMHP-551521 | 93495111 | Y | R0
Danner Manufacturing | n/a contact spa manufactuer | 02115999-1000 | PUMP,FMHP,R0,1.5HP CONT.,115V,60HZ,2SPD,D/C,36"NEMA,T/S,DANNER#02779,GRN | 1.5 | 107 | 91693651 | 13.5 | 13.8 | 4.0 | 2 | 115 | FMHP-551521 | 93495111 | Y | R0
| 02120000-1010 | 02120000-1000 | PUMP,FMHP,R0,2.0HP CONT.,230V,60HZ,2SPD,D/C, | 2.0 | 113 | 91693700 | 18 | 8.5 | 2.8 | 2 | 230 | FMHP-552022 | 93496103 | N | R0
| 02120000-1010 | 02120000-1010 | PUMP,FMHP,R0,2.0HP CONT.,230V,60HZ,2SPD,D/C | 2.0 | 113 | 91693700 | 18 | 8.5 | 2.8 | 2 | 230 | FMHP-552022 | 93496103 | N | R0
no cord, speed inverted | 02120000-1010 | 02120001-2310 | PUMP,FMHP,R0,2.0HP CONT.,230V,60HZ,2SPD,S/C,48"4P,VITON,RW | 2.0 | 118 | 91693700 | 16.5 | 8.6 | 3.1 | 2 | 230 | FMHP-552022 | 93526106 | Y | R0
no cord | 02120000-1010 | 02120080-1010 | PUMP,FMHP,R0,2.0HP CONT.,230V,60HZ,2SPD,D/C,60"4P | 2.0 | 113 | 91693700 | 18 | 8.5 | 2.8 | 2 | 230 | FMHP-552022 | 93496103 | Y | R0
no cord | 02120000-1010 | 02120080-1110 | PUMP,FMHP,R0,2.0HP CONT.,230V,60HZ,2SPD,D/C,60"4P | 2.0 | 113 | 91693700 | 18 | 8.5 | 2.8 | 2 | 230 | FMHP-552022 | 93496103 | Y | R0
no cord | 02120000-1010 | 02120080-1310 | PUMP,FMHP,R0,2.0HP CONT.,230V,60HZ,2SPD,D/C,60"4P | 2.0 | 113 | 91693700 | 18 | 8.5 | 2.8 | 2 | 230 | FMHP-552022 | 93496103 | Y | R0
no cord | 02120000-1010 | 02120211-1000 | PUMP,FMHP,R0,2.0HP CONT.,230V,60HZ,2SPD,D/C,36"4P,BRETT | 2.0 | 113 | 91693700 | 18 | 8.5 | 2.8 | 2 | 230 | FMHP-552022 | 93496103 | Y | R0
no cord, will have to move the wetend rotation to R3 | 02120000-1010 | 02120212-1000 | PUMP,FMHP,R3,2.0HP CONT.,230V,60HZ,2SPD,D/C,36"4P | 2.0 | 113 | 91693700 | 18 | 8.5 | 2.8 | 2 | 230 | FMHP-552022 | 93496103 | Y | R3
no cord | 02120000-1010 | 02120250-1010 | PUMP,FMHP,R0,2.0HP CONT.,230V,60HZ,2SPD,D/C,79"4P,COLEMAN | 2.0 | 113 | 91693700 | 18 | 8.5 | 2.8 | 2 | 230 | FMHP-552022 | 93496103 | Y | R0
no cord | 02120000-1010 | 02120250-1110 | PUMP,FMHP,R0,2.0HP CONT.,230V,60HZ,2SPD,D/C,79"4P,COLEMAN | 2.0 | 113 | 91693700 | 18 | 8.5 | 2.8 | 2 | 230 | FMHP-552022 | 93496103 | Y | R0
no cord | 02120000-1010 | 02120250-1310 | PUMP,FMHP,R0,2.0HP CONT.,230V,60HZ,2SPD,D/C,79"4P,COLEMAN | 2.0 | 113 | 91693700 | 18 | 8.5 | 2.8 | 2 | 230 | FMHP-552022 | 93496103 | Y | R0
| 02120000-1010 | 02120301-2010 | PUMP,FMHP,R0,2.0HP CONT.,230V,60HZ,2SPD,S/C,PINNACLE | 2.0 | 118 | 91693700 | 16.5 | 8.6 | 3.1 | 2 | 230 | FMHP-552022 | 93526106 | N | R0
| 02120000-1010 | 02120351-2000 | PUMP,FMHP,R0,2.0HP CONT.,230V,60HZ,2SPD,S/C,PDC | 2.0 | 118 | 91693700 | 16.5 | 8.6 | 3.1 | 2 | 230 | FMHP-552022 | 93526106 | N | R0
| 02120000-1010 | 02120351-2300 | PUMP,FMHP,R0,2.0HP CONT.,230V,60HZ,2SPD,S/C,PDC | 2.0 | 118 | 91693700 | 16.5 | 8.6 | 3.1 | 2 | 230 | FMHP-552022 | 93526106 | N | R0
no cord | 02120000-1010 | 02120405-2000 | PUMP,FMHP,R0,2.0HP CONT.,230V,60HZ,2SPD,S/C,36"4P | 2.0 | 118 | 91693700 | 16.5 | 8.6 | 3.1 | 2 | 230 | FMHP-552022 | 93526106 | Y | R0
no cord | 02120000-1010 | 02120405-2010 | PUMP,FMHP,R0,2.0HP CONT.,230V,60HZ,2SPD,S/C,36"4P | 2.0 | 118 | 91693700 | 16.5 | 8.6 | 3.1 | 2 | 230 | FMHP-552022 | 93526106 | Y | R0
no cord | 02120000-1010 | 02120405-2310 | PUMP,FMHP,R0,2.0HP CONT.,230V,60HZ,2SPD,S/C,36"4P | 2.0 | 118 | 91693700 | 16.5 | 8.6 | 3.1 | 2 | 230 | FMHP-552022 | 93526106 | Y | R0
no cord | 02120000-1010 | 02120411-2000 | PUMP,FMHP,R0,2.0HP CONT.,230V,60HZ,2SPD,S/C,36"4P,BRETT | 2.0 | 118 | 91693700 | 16.5 | 8.6 | 3.1 | 2 | 230 | FMHP-552022 | 93526106 | Y | R0
no cord | 02120000-1010 | 02120411-2100 | PUMP,FMHP,R0,2.0HP CONT.,230V,60HZ,2SPD,S/C,36"4P,BRETT | 2.0 | 118 | 91693700 | 16.5 | 8.6 | 3.1 | 2 | 230 | FMHP-552022 | 93526106 | Y | R0
no cord | 02120000-1010 | 02120411-2300 | PUMP,FMHP,R0,2.0HP CONT.,230V,60HZ,2SPD,S/C,36"4P,BRETT | 2.0 | 118 | 91693700 | 16.5 | 8.6 | 3.1 | 2 | 230 | FMHP-552022 | 93526106 | Y | R0
no cord | 02120000-1010 | 02120412-2000 | PUMP,FMHP,R3,2.0HP CONT.,230V,60HZ,2SPD,S/C,36"4P,BRETT | 2.0 | 118 | 91693700 | 16.5 | 8.6 | 3.1 | 2 | 230 | FMHP-552022 | 93526106 | Y | R3
no cord | 02120000-1010 | 02120485-2010 | PUMP,FMHP,R0,2.0HP CONT.,230V,60HZ,2SPD,S/C,60"4P | 2.0 | 118 | 91693700 | 16.5 | 8.6 | 3.1 | 2 | 230 | FMHP-552022 | 93526106 | Y | R0
no cord | 02120000-1010 | 02120485-2110 | PUMP,FMHP,R0,2.0HP CONT.,230V,60HZ,2SPD,S/C,60"4P | 2.0 | 118 | 91693700 | 16.5 | 8.6 | 3.1 | 2 | 230 | FMHP-552022 | 93526106 | Y | R0
no cord | 02120000-1010 | 02120485-2310 | PUMP,FMHP,R0,2.0HP CONT.,230V,60HZ,2SPD,S/C,60"4P | 2.0 | 118 | 91693700 | 16.5 | 8.6 | 3.1 | 2 | 230 | FMHP-552022 | 93526106 | Y | R0
| 02120000-1010 | 02120500-2000 | PUMP,FMHP,R0,2.0HP CONT.,230V,60HZ,2SPD,S/C | 2.0 | 118 | 91693700 | 16.5 | 8.6 | 3.1 | 2 | 230 | FMHP-552022 | 93526106 | N | R0
| 02120000-1010 | 02120500-2010 | PUMP,FMHP,R0,2.0HP CONT.,230V,60HZ,2SPD,S/C | 2.0 | 118 | 91693700 | 16.5 | 8.6 | 3.1 | 2 | 230 | FMHP-552022 | 93526106 | N | R0
| 02120000-1010 | 02120500-2310 | PUMP,FMHP,R0,2.0HP CONT.,230V,60HZ,2SPD,S/C | 2.0 | 118 | 91693700 | 16.5 | 8.6 | 3.1 | 2 | 230 | FMHP-552022 | 93526106 | N | R0
no cord | 02120000-1010 | 02120510-2000 | PUMP,FMHP,R0,2.0HP CONT.,230V,60HZ,2SPD,S/C,36"4P | 2.0 | 118 | 91693700 | 16.5 | 8.6 | 3.1 | 2 | 230 | FMHP-552022 | 93526106 | Y | R0
no cord | 02120000-1010 | 02120510-2010 | PUMP,FMHP,R0,2.0HP CONT.,230V,60HZ,2SPD,S/C,36"4P | 2.0 | 118 | 91693700 | 16.5 | 8.6 | 3.1 | 2 | 230 | FMHP-552022 | 93526106 | Y | R0
no cord | 02120000-1010 | 02120510-5000 | PUMP,FMHP,R0,2.0HP CONT.,230V,60HZ,2SPD,S/C,36"4P | 2.0 | 120 | 91693700 | 16.8 | 8.2 | 2.8 | 2 | 230 | FMHP-552022 | 93515300 | Y | R0
no cord | 02120000-1010 | 02120511-2000 | PUMP,FMHP,R0,2.0HP CONT.,230V,60HZ,2SPD,S/C,79"4P,COLEMAN | 2.0 | 118 | 91693700 | 16.5 | 8.6 | 3.1 | 2 | 230 | FMHP-552022 | 93526106 | Y | R0
no cord | 02120000-1010 | 02120511-2010 | PUMP,FMHP,R0,2.0HP CONT.,230V,60HZ,2SPD,S/C,79"4P,COLEMAN | 2.0 | 118 | 91693700 | 16.5 | 8.6 | 3.1 | 2 | 230 | FMHP-552022 | 93526106 | Y | R0
no cord | 02120000-1010 | 02120511-2100 | PUMP,FMHP,R0,2.0HP CONT.,230V,60HZ,2SPD,S/C,79"4P,COLEMAN | 2.0 | 118 | 91693700 | 16.5 | 8.6 | 3.1 | 2 | 230 | FMHP-552022 | 93526106 | Y | R0
no cord | 02120000-1010 | 02120511-2110 | PUMP,FMHP,R0,2.0HP CONT.,230V,60HZ,2SPD,S/C,79"4P,COLEMAN | 2.0 | 118 | 91693700 | 16.5 | 8.6 | 3.1 | 2 | 230 | FMHP-552022 | 93526106 | Y | R0
no cord | 02120000-1010 | 02120511-2300 | PUMP,FMHP,R0,2.0HP CONT.,230V,60HZ,2SPD,S/C,79"4P,COLEMAN | 2.0 | 118 | 91693700 | 16.5 | 8.6 | 3.1 | 2 | 230 | FMHP-552022 | 93526106 | Y | R0
no cord | 02120000-1010 | 02120511-2310 | PUMP,FMHP,R0,2.0HP CONT.,230V,60HZ,2SPD,S/C,79"4P,COLEMAN | 2.0 | 118 | 91693700 | 16.5 | 8.6 | 3.1 | 2 | 230 | FMHP-552022 | 93526106 | Y | R0
no cord | 02120000-1010 | 02120521-1300 | PUMP,FMHP,R0,2.0HP CONT.,230V,60HZ,2SPD,D/C,36"4P | 2.0 | 113 | 91693700 | 18 | 8.5 | 2.8 | 2 | 230 | FMHP-552022 | 93496103 | Y | R0
no cord | 02120000-1010 | 02120586-1010 | PUMP,FMHP,R0,2.0HP CONT.,230V,60HZ,2SPD,D/C,36"4P | 2.0 | 113 | 91693700 | 18 | 8.5 | 2.8 | 2 | 230 | FMHP-552022 | 93496103 | Y | R0
no cord | 02120000-1010 | 02120586-1300 | PUMP,FMHP,R0,2.0HP CONT.,230V,60HZ,2SPD,D/C,36"4P | 2.0 | 113 | 91693700 | 18 | 8.5 | 2.8 | 2 | 230 | FMHP-552022 | 93496103 | Y | R0
no cord, will have to move to R3 | 02120000-1010 | 02120633-2300 | PUMP,FMHP,R3,2.0HP CONT.,230V,60HZ,2SPD,S/C,36"4P | 2.0 | 118 | 91693700 | 16.5 | 8.6 | 3.1 | 2 | 230 | FMHP-552022 | 93526106 | Y | R3
no cord | 02120000-1010 | 02120711-2000 | PUMP,FMHP,R0,2.0HP CONT.,230V,60HZ,2SPD,S/C,79"4P,COLEMAN,HI ALT | 2.0 | 126 | 91693700 | 16 | 11.2 | 3.3 | 2 | 230 | FMHP-553022 | 93527111 | Y | R0
| 02120000-1010 | 02120850-1010 | PUMP,FMHP,R0,2.0HP CONT.,230V,60HZ,2SPD,D/C,PINNACLE 19-2102 | 2.0 | 113 | 91693700 | 18 | 8.5 | 2.8 | 2 | 230 | FMHP-552022 | 93496103 | N | R0
no cord, will have to move to R3 | 02120000-1010 | 02121892-1010 | PUMP,FMHP,R3,2.0HP CONT.,230V,60HZ,2SPD,D/C,48"MINI | 2.0 | 113 | 91693700 | 18 | 8.5 | 2.8 | 2 | 230 | FMHP-552022 | 93496103 | Y | R3
| 02110000-1010 | 02210000-2010 | *OBS*PUMP,FMHP,R0,1.0HP CONT.,115V,60HZ,2SPD,D/C,HSS | 1.0 | 98 | 91693601 | 11 | 10.3 | 2.9 | 2 | 115 | FMHP-551021 | 93523342 | N | R0
Watkins/Caldera | n/a contact spa manufactuer | 02210049-1300 | PUMP,FMHP,R0,1.0HP CONT.,115V,60HZ,1SPD,D/C,48",MNFLD,WATKINS | 1.0 | 90 | 91693601 | 10.8 | 11.0 | 2.9 | 1 | 115 | FMHP-551011 | 93493341 | Y | R0
Watkins/Caldera | n/a contact spa manufactuer | 02210049-2000 | PUMP,FMHP,R0,1.0HP CONT.,115V,60HZ,2SPD,D/C,HSS,48",MNFLD,WATKINS | 1.0 | 88 | 91693601 | 11 | 10.3 | 2.9 | 2 | 115 | FMHP-551021 | 93523340 | Y | R0
Watkins/Caldera | n/a contact spa manufactuer | 02210049-2100 | PUMP,FMHP,R0,1.0HP CONT.,115V,60HZ,2SPD,D/C,HSS,48",MNFLD,WATKINS | 1.0 | 88 | 91693601 | 11 | 10.3 | 2.9 | 2 | 115 | FMHP-551021 | 93523340 | Y | R0
Watkins/Caldera | n/a contact spa manufactuer | 02210049-2300 | PUMP,FMHP,R0,1.0HP CONT.,115V,60HZ,2SPD,D/C,HSS,48",MNFLD,WATKINS | 1.0 | 88 | 91693601 | 11 | 10.3 | 2.9 | 2 | 115 | FMHP-551021 | 93523340 | Y | R0
no cord | 02110005-1010 | 02210291-2110 | PUMP,FMHP,R0,1.0HP CONT.,230V,60HZ,2SPD,D/C,60"4P,COLEMAN | 1.0 | 98 | 91693601 | 11 | 5.8 | 1.6 | 2 | 230 | FMHP-551022 | 93523360 | Y | R0
no cord | 02110005-1010 | 02210291-2310 | PUMP,FMHP,R0,1.0HP CONT.,230V,60HZ,2SPD,D/C,60"4P,COLEMAN | 1.0 | 98 | 91693601 | 11 | 5.8 | 1.6 | 2 | 230 | FMHP-551022 | 93523360 | Y | R0
| 02110000-1010 | 02210500-2000 | *0BS*PUMP,FMHP,R0,1.0HP CONT.,115V,60HZ,2SPD,S/C,HSS | 1.0 | 100 | 91693601 | 9 | 10.3 | 2.9 | 2 | 115 | FMHP-551021 | 93523343 | N | R0
no cord | 02110000-1010 | 02210519-2010 | *OBS*PUMP,FMHP,R0,1.0HP CONT.,115V,60HZ,2SPD,S/C,79"4P | 1.0 | 100 | 91693601 | 9 | 10.3 | 2.9 | 2 | 115 | FMHP-551021 | 93523343 | Y | R0
no cord | 02115005-1010 | 02215474-2110 | *ENG*PUMP,FMHP,R0,1.5HP CONT.,230V,60HZ,2SPD,S/C,79"4P,COLEMAN | 1.5 | 115 | 91693651 | 14 | 7.7 | 2.2 | 2 | 230 | FMHP-551522 | 93525153 | Y | R0
no cord | 02115005-1010 | 02215474-2310 | *ENG*PUMP,FMHP,R0,1.5HP CONT.,230V,60HZ,2SPD,S/C,79"4P,COLEMAN | 1.5 | 115 | 91693651 | 14 | 7.7 | 2.2 | 2 | 230 | FMHP-551522 | 93525153 | Y | R0
no cord | 02120000-1010 | 02220511-2010 | PUMP,FMHP,R0,2.0HP CONT.,230V,60HZ,2SPD,S/C,79"4P,COLEMAN | 2.0 | 126 | 91693700 | 16 | 8.6 | 2.6 | 2 | 230 | FMHP-552022 | 93526114 | Y | R0
no cord | 02120000-1010 | 02220511-2110 | PUMP,FMHP,R0,2.0HP CONT.,230V,60HZ,2SPD,S/C,79"4P,COLEMAN | 2.0 | 126 | 91693700 | 16 | 8.6 | 2.6 | 2 | 230 | FMHP-552022 | 93526114 | Y | R0
no cord | 02120000-1010 | 02220511-2310 | PUMP,FMHP,R0,2.0HP CONT.,230V,60HZ,2SPD,S/C,79"4P,COLEMAN | 2.0 | 126 | 91693700 | 16 | 8.6 | 2.6 | 2 | 230 | FMHP-552022 | 93526114 | Y | R0
no cord, no trap, 2 speed motor | 02107000-1010 | 03007107-1080 | *OBS*PUMP,FMHP,R0,1.0MBHP,115V,60HZ,1SPD,D/C,40"NEMA,W/TRAP | .75 | 62 | 91693551 | 15 | 9.8 | 0 | 1 | 115 | FMHP-550711 | 93491001 | Y | R0
no cord, no trap, 2 speed motor | 02107000-1010 | 03007107-2080 | *OBS*PUMP,FMHP,R0,1.0MBHP,115V,60HZ,1SPD,D/C,40"NEMA,W/TRAP | .75 |  | 91693551 |  |  |  | 1 | 115 | FMHP-550711 | 93521002 | Y | R0
no trap, no cord | 02010000-1010 | 03007118-2080 | *OBS*PUMP,FMHP,R0,1.0MBHP,D/V,115V,60HZ,1SPD,D/C,40"NEMA,W/TRAP | 1.0 |  | 91693551 |  |  |  | 1 | 115 | FMHP-551611 | 93523015 | Y | R0
no cord, 2 speed motor | 02107000-1010 | 03007281-1000 | PUMP,FMHP,R0,1.0MBHP,115V,60HZ,1SPD,D/C,40"NEMA@3 | .75 | 62 | 91693551 | 15 | 9.8 | 0 | 1 | 115 | FMHP-550711 | 93491001 | Y | R0
no cord, 2 speed motor | 02107000-1010 | 03007281-2000 | *OBS*PUMP,FMHP,R0,1.0MBHP,115V,60HZ,1SPD,D/C,40"NEMA | .75 |  | 91693551 |  |  |  | 1 | 115 | FMHP-550711 | 93521002 | Y | R0
no cord, 2 speed motor | 02107000-1010 | 03007855-1010 | PUMP,FMHP,R0,1.0MBHP,115V,60HZ,1SPD,D/C,40"NEMA | .75 | 62 | 91693551 | 15 | 9.8 | 0 | 1 | 115 | FMHP-550711 | 93491001 | Y | R0
no cord, no trap, 2 speed motor | 02107000-1010 | 03007860-1010 | PUMP,FMHP,R0,1.0MBHP,115V,60HZ,1SPD,D/C,40"NEMAW/TRAP | .75 | 62 | 91693551 | 15 | 9.8 | 0 | 1 | 115 | FMHP-550711 | 93491001 | Y | R0
no cord, no trap, 2 speed motor | 02107000-1010 | 03007860-1080 | PUMP,FMHP,R0,1.0MBHP,115V,60HZ,1SPD,D/C,40"NEMA,W/TRAP | .75 | 62 | 91693551 | 15 | 9.8 | 0 | 1 | 115 | FMHP-550711 | 93491001 | Y | R0
no cord, no trap, 2 speed motor | 02107000-1010 | 03007860-2000 | *OBS*PUMP,FMHP,R0,1.0MBHP,115V,60HZ,1SPD,D/C,40"NEMA,W/TRAP | .75 |  | 91693551 |  |  |  | 1 | 115 | FMHP-550711 | 93521002 | Y | R0
no cord, no trap, 2 speed motor | 02107000-1010 | 03007860-2010 | *OBS*PUMP,FMHP,R0,1.0MBHP,115V,60HZ,1SPD,D/C,40"NEMA,W/TRAP | .75 |  | 91693551 |  |  |  | 1 | 115 | FMHP-550711 | 93521002 | Y | R0
no cord, 2 speed motor | 02107000-1010 | 03007982-1010 | PUMP,FMHP,R0,1.0MBHP,115V,60HZ,1SPD,D/C,36"4P | .75 | 62 | 91693551 | 15 | 9.8 | 0 | 1 | 115 | FMHP-550711 | 93491001 | Y | R0
no cord, 2 speed motor | 02107000-1010 | 03007982-1310 | PUMP,FMHP,R0,1.0MBHP,115V,60HZ,1SPD,D/C,36"4P | .75 | 62 | 91693551 | 15 | 9.8 | 0 | 1 | 115 | FMHP-550711 | 93491001 | Y | R0
| 02010000-1010 | 03010000-2010 | PUMP,FMHP,R0,1.5MBHP,115V,60HZ,1SPD,D/C | 1.0 | 91 | 91693601 | 11 | 12.0 | 0 | 1 | 115 | FMHP-551011 | 93523002 | N | R0
Watkins/Caldera | n/a contact spa manufactuer | 03010086-2020 | PUMP,FMHP,R0,1.5MBHP,230V,60HZ,1SPD,D/C,60"4P,MNFLD,CALDERA#009086 | 1.0 | 98 | 91693601 | 11 | 6.1 | 0 | 1 | 230 | FMHP-551012 | 93523050 | Y | R0
no cord, will have to move the wetend rotation to R3 | 02110005-1010 | 03010093-1300 | PUMP,FMHP,R3,1.5MBHP,230V,60HZ,1SPD,D/C,36"4P | 1.0 | 98 | 91693601 | 11 | 6.0 | 0 | 1 | 230 | FMHP-551012 | 93493051 | Y | R3
no cord, will have to move the wetend rotation to R3 | 02110005-1010 | 03010093-2300 | PUMP,FMHP,R3,1.5MBHP,230V,60HZ,1SPD,D/C,36"4P | 1.0 | 98 | 91693601 | 11 | 6.1 | 0 | 1 | 230 | FMHP-551012 | 93523050 | Y | R3
no cord | 02010000-1010 | 03010098-2010 | PUMP,FMHP,R0,1.5MBHP,115V,60HZ,1SPD,S/C,60"3P | 1.0 | 98 | 91693601 | 11 | 12.0 | 0 | 1 | 115 | FMHP-551011 | 93523005 | Y | R0
no cord, no trap | 02010000-1010 | 03010107-1080 | *OBS*PUMP,FMHP,R0,1.5MBHP,115V,60HZ,1SPD,D/C,40"NEMA,W/TRAP | 1.0 | 93 | 91693601 | 11 | 11.9 | 0 | 1 | 115 | FMHP-551011 | 93493001 | Y | R0
no cord, no trap | 02010000-1010 | 03010107-2080 | *OBS*PUMP,FMHP,R0,1.5MBHP,115V,60HZ,1SPD,D/C,40"NEMA,W/TRAP | 1.0 | 91 | 91693601 | 11 | 12.0 | 0 | 1 | 115 | FMHP-551011 | 93523002 | Y | R0
no cord, no trap, timer switch n/a anymore | 02010000-1010 | 03010114-1080 | *OBS*PUMP,FMHP,R0,1.5MBHP,115V,60HZ,1SPD,D/C,40"NEMA,T/S,W/TRAP | 1.0 | 93 | 91693601 | 11 | 11.9 | 0 | 1 | 115 | FMHP-551011 | 93493001 | Y | R0
no trap, no cord,2spd | 02115000-1010 | 03010118-2080 | *OBS*PUMP,FMHP,R0,1.5MBHP,D/V,115V,60HZ,1SPD,D/C,40"NEMA,W/TRAP | 1.5 |  | 91693601 |  |  |  | 1 | 115 | FMHP-551611 | 93523015 | Y | R0
no cord, 2 speed motor,will have to move the wetend rotation to R9 | 02115000-1010 | 03010119-2080 | *ENG*PUMP,FMHP,R0,1.5MBHP,D/V,115V,60HZ,1SPD,D/C,40"NEMA | 1.5 |  | 91693601 |  |  |  | 1 | 115 | FMHP-551611 | 93523015 | Y | R0
no cord, 2 speed motor, will have to move the wetend rotation to R9 | 02115000-1010 | 03010119-2100 | *ENG*PUMP,FMHP,R0,1.5MBHP,D/V,115V,60HZ,1SPD,D/C,40"NEMA | 1.5 |  | 91693601 |  |  |  | 1 | 115 | FMHP-551611 | 93523015 | Y | R0
no cord, 2 speed motor, will have to move the wetend rotation to R9 | 02115000-1010 | 03010119-2300 | *ENG*PUMP,FMHP,R0,1.5MBHP,D/V,115V,60HZ,1SPD,D/C,40"NEMA | 1.5 |  | 91693601 |  |  |  | 1 | 115 | FMHP-551611 | 93523015 | Y | R0
no cord | 02010000-1010 | 03010281-1000 | PUMP,FMHP,R0,1.5MBHP,115V,60HZ,1SPD,D/C,40"NEMA@3 | 1.0 | 93 | 91693601 | 11 | 11.9 | 0 | 1 | 115 | FMHP-551011 | 93493001 | Y | R0
no cord | 02010000-1010 | 03010281-1100 | PUMP,FMHP,R0,1.5MBHP,115V,60HZ,1SPD,D/C,40"NEMA@3,MORGAN BUILDERS | 1.0 | 93 | 91693601 | 11 | 11.9 | 0 | 1 | 115 | FMHP-551011 | 93493001 | Y | R0
no cord | 02010000-1010 | 03010281-2000 | PUMP,FMHP,R0,1.5MBHP,115V,60HZ,1SPD,D/C,40"NEMA | 1.0 | 91 | 91693601 | 11 | 12.0 | 0 | 1 | 115 | FMHP-551011 | 93523002 | Y | R0
no cord | 02010000-1010 | 03010292-1110 | PUMP,FMHP,R0,1.5MBHP,115V,60HZ,1SPD,D/C,48"MINI | 1.0 | 93 | 91693601 | 11 | 11.9 | 0 | 1 | 115 | FMHP-551011 | 93493001 | Y | R0
no cord | 02010000-1010 | 03010292-1310 | PUMP,FMHP,R0,1.5MBHP,115V,60HZ,1SPD,D/C,48"MINI | 1.0 | 93 | 91693601 | 11 | 11.9 | 0 | 1 | 115 | FMHP-551011 | 93493001 | Y | R0
no cord | 02010000-1010 | 03010421-2010 | PUMP,FMHP,R0,1.5MBHP,115V,60HZ,1SPD,S/C,79"4P | 1.0 | 98 | 91693601 | 11 | 12.0 | 0 | 1 | 115 | FMHP-551011 | 93523005 | Y | R0
no cord | 02010000-1010 | 03010424-2010 | PUMP,FMHP,R3,1.5MBHP,115V,60HZ,1SPD,S/C,60"3P,9NPT | 1.0 | 98 | 91693601 | 11 | 12.0 | 0 | 1 | 115 | FMHP-551011 | 93523005 | Y | R3
no cord | 02010000-1010 | 03010424-2110 | PUMP,FMHP,R3,1.5MBHP,115V,60HZ,1SPD,S/C,60"3P,9NPT | 1.0 | 98 | 91693601 | 11 | 12.0 | 0 | 1 | 115 | FMHP-551011 | 93523005 | Y | R3
| 02010000-1010 | 03010431-2110 | PUMP,FMHP,R3,1.5MBHP,115V,60HZ,1SPD,S/C,9NPT | 1.0 | 98 | 91693601 | 11 | 12.0 | 0 | 1 | 115 | FMHP-551011 | 93523005 | Y | R3
no cord, 2 speed motor | 02110005-1010 | 03010553-2010 | PUMP,FMHP,R0,1.5MBHP,230V,60HZ,1SPD,D/C,60"4P | 1.0 | 98 | 91693601 | 11 | 6.1 | 0 | 1 | 230 | FMHP-551012 | 93523050 | Y | R0
no cord | 02010000-1010 | 03010617-1010 | PUMP,FMHP,R0,1.5MBHP,115V,60HZ,1SPD,D/C,60"4P | 1.0 | 93 | 91693601 | 11 | 11.9 | 0 | 1 | 115 | FMHP-551011 | 93493001 | Y | R0
no cord | 02010000-1010 | 03010617-1110 | PUMP,FMHP,R0,1.5MBHP,115V,60HZ,1SPD,D/C,60"4P | 1.0 | 93 | 91693601 | 11 | 11.9 | 0 | 1 | 115 | FMHP-551011 | 93493001 | Y | R0
no cord | 02010000-1010 | 03010617-1310 | PUMP,FMHP,R0,1.5MBHP,115V,60HZ,1SPD,D/C,60"4P | 1.0 | 93 | 91693601 | 11 | 11.9 | 0 | 1 | 115 | FMHP-551011 | 93493001 | Y | R0
no cord, will have to move the wetend rotation to R3 | 02010000-1010 | 03010715-2010 | PUMP,FMHP,R3,1.5MBHP,115V,60HZ,1SPD,S/C,60"3P | 1.0 | 98 | 91693601 | 11 | 12.0 | 0 | 1 | 115 | FMHP-551011 | 93523005 | Y | R3
no cord, will have to move the wetend rotation to R3 | 02010000-1010 | 03010716-2010 | PUMP,FMHP,R3,1.5MBHP,115V,60HZ,1SPD,S/C,60"3P,9NPSC | 1.0 | 98 | 91693601 | 11 | 12.0 | 0 | 1 | 115 | FMHP-551011 | 93523005 | Y | R3
no cord | 02010000-1010 | 03010855-2010 | PUMP,FMHP,R0,1.5MBHP,115V,60HZ,1SPD,D/C,40"NEMA | 1.0 | 91 | 91693601 | 11 | 12.0 | 0 | 1 | 115 | FMHP-551011 | 93523002 | Y | R0
no cord, no trap | 02010000-1010 | 03010860-1080 | PUMP,FMHP,R0,1.5MBHP,115V,60HZ,1SPD,D/C,40"NEMA,W/TRAP | 1.0 | 93 | 91693601 | 11 | 11.9 | 0 | 1 | 115 | FMHP-551011 | 93493001 | Y | R0
no cord, no trap | 02010000-1010 | 03010860-2010 | PUMP,FMHP,R0,1.5MBHP,115V,60HZ,1SPD,D/C,40"NEMA,W/TRAP | 1.0 | 91 | 91693601 | 11 | 12.0 | 0 | 1 | 115 | FMHP-551011 | 93523002 | Y | R0
no cord,2spd | 02115000-1010 | 03015000-2010 | PUMP,FMHP,R0,2.0MBHP,D/V,115V,60HZ,1SPD,D/C | 1.5 | 108 | 91693651 | 14.0 | 15.0 | 0 | 1 | 115 | FMHP-551511 | 93525015 | N | R0
no cord,2spd | 02115005-1010 | 03015005-2000 | PUMP,FMHP,R0,2.0MBHP,D/V,230V,60HZ,1SPD,D/C | 1.5 | 105 | 91693651 | 14 | 7.5 | 0 | 1 | 230 | FMHP-551512 | 93525015 | N | R0
no cord,2spd | 02115005-1010 | 03015005-2010 | PUMP,FMHP,R0,2.0MBHP,D/V,230V,60HZ,1SPD,D/C | 1.5 | 105 | 91693651 | 14 | 7.5 | 0 | 1 | 230 | FMHP-551512 | 93525015 | N | R0
no cord,2spd | 02115005-1010 | 03015081-2110 | PUMP,FMHP,R0,2.0MBHP,D/V,230V,60HZ,1SPD,D/C,79"4P | 1.5 | 105 | 91693651 | 14 | 7.5 | 0 | 1 | 230 | FMHP-551512 | 93525015 | Y | R0
no cord,2spd | 02115005-1010 | 03015081-2310 | PUMP,FMHP,R0,2.0MBHP,D/V,230V,60HZ,1SPD,D/C,79"4P | 1.5 | 105 | 91693651 | 14 | 7.5 | 0 | 1 | 230 | FMHP-551512 | 93525015 | Y | R0
no trap, no cord,2spd | 02115000-1010 | 03015106-1080 | *OBS*PUMP,FMHP,R0,2.0MBHP,D/V,115V,60HZ,1SPD,D/C,40"NEMA,W/TRAP | 1.5 | 102 | 91693651 | 14.0 | 16.0 | 0 | 1 | 115 | FMHP-551511 | 93495001 | Y | R0
no cord, no trap, 2speed, timer switch n/a anymore | 02115000-1010 | 03015114-1080 | *OBS*PUMP,FMHP,R0,2.0MBHP,115V,60HZ,1SPD,D/C,40"NEMA,T/S,W/TRAP | 1.5 | 102 | 91693651 | 14.0 | 16.0 | 0 | 1 | 115 | FMHP-551511 | 93495001 | Y | R0
no cord,2spd | 02115000-1010 | 03015284-2110 | PUMP,FMHP,R0,2.0MBHP,D/V,115V,60HZ,1SPD,D/C,60"4P | 1.5 | 108 | 91693651 | 14.0 | 15.0 | 0 | 1 | 115 | FMHP-551511 | 93525015 | Y | R0
no cord,2spd | 02115000-1010 | 03015284-2310 | PUMP,FMHP,R0,2.0MBHP,D/V,115V,60HZ,1SPD,D/C,60"4P | 1.5 | 108 | 91693651 | 14.0 | 15.0 | 0 | 1 | 115 | FMHP-551511 | 93525015 | Y | R0
no cord, 2 speed motor, will have to move the wetend rotation to R9 | 02115000-1010 | 03015293-1110 | PUMP,FMHP,R9,2.0MBHP,115V,D/V,60HZ,1SPD,D/C,48"MINI | 1.5 | 115 | 91693651 | 14 | 16.0 | 0 | 1 | 115 | FMHP-551511 | 93495003 | Y | R9
no cord, 2 speed motor, will have to move the wetend rotation to R9 | 02115000-1010 | 03015293-1310 | PUMP,FMHP,R9,2.0MBHP,D/V,115V,60HZ,1SPD,D/C,48"MINI | 1.5 | 115 | 91693651 | 14 | 16.0 | 0 | 1 | 115 | FMHP-551511 | 93495003 | Y | R9
no cord,2spd | 02115000-1010 | 03015616-1080 | PUMP,FMHP,R0,2.0MBHP,D/V,115V,60HZ,1SPD,D/C,40"NEMA | 1.5 | 102 | 91693651 | 14.0 | 16.0 | 0 | 1 | 115 | FMHP-551511 | 93495001 | Y | R0
2 speeds, will have to move the wetend rotation to R9 | 02115005-1010 | 03015664-2330 | PUMP,FMHP,R9,2.0MBHP,230V,60HZ,1SPD,S/C | 1.5 | 105 | 91693651 | 14 | 8.1 | 0 | 1 | 230 | FMHP-551512 | 93525003 | N | R9
no cord, 2 spd, will have to move the wetend rotation to R9 | 02115005-1010 | 03015679-2300 | PUMP,FMHP,R9,2.0MBHP,230V,60HZ,1SPD,S/C,120"4P,VITON,9&6 NPSC | 1.5 | 105 | 91693651 | 14 | 8.1 | 0 | 1 | 230 | FMHP-551512 | 93525003 | Y | R9
no cord, 2 spd, will have to move the wetend rotation to R9 | 02115005-1010 | 03015679-2310 | PUMP,FMHP,R9,2.0MBHP,230V,60HZ,1SPD,S/C,120"4P,VITON,9&6 NPSC | 1.5 | 105 | 91693651 | 14 | 8.1 | 0 | 1 | 230 | FMHP-551512 | 93525003 | Y | R9
no cord, 2 spd, will have to move the wetend rotation to R9 | 02115005-1010 | 03015682-2010 | PUMP,FMHP,R9,2.0MBHP,D/V,230V,60HZ,1SPD,S/C,60"4P | 1.5 | 105 | 91693651 | 14 | 8.1 | 0 | 1 | 230 | FMHP-551512 | 93525003 | Y | R9
no cord, 2spd | 02115005-1010 | 03015684-2310 | PUMP,FMHP,R0,2.0MBHP,230V,60HZ,1SPD,S/C,60"4P,VITON | 1.5 | 105 | 91693651 | 14 | 8.1 | 0 | 1 | 230 | FMHP-551512 | 93525003 | Y | R0
no cord, 2 speed motor, will have to move the wetend rotation to R9 | 02115000-1010 | 03015837-1110 | PUMP,FMHP,R9,2.0MBHP,115V,D/V,60HZ,1SPD,D/C,96"MINI | 1.5 | 115 | 91693651 | 14 | 16.0 | 0 | 1 | 115 | FMHP-551511 | 93495003 | Y | R9
no cord, 2 speed motor, will have to move the wetend rotation to R9 | 02115000-1010 | 03015837-1310 | PUMP,FMHP,R9,2.0MBHP,D/V,115V,60HZ,1SPD,D/C,96"MINI | 1.5 | 115 | 91693651 | 14 | 16.0 | 0 | 1 | 115 | FMHP-551511 | 93495003 | Y | R9
no cord, 2spd, will have to move the wetend rotation to R9 | 02115005-1010 | 03015868-1330 | PUMP,FMHP,R9,2.0MBHP,230V,60HZ,1SPD,D/C,36"4P | 1.5 | 108 | 91693651 | 14 | 8.0 | 0 | 1 | 230 | FMHP-551512 | 93495001 | Y | R9
| 02020000-1010 | 03020000-1000 | PUMP,FMHP,R0,3.5MBHP,230V,60HZ,1SPD,D/C | 2.0 | 120 | 91693700 | 18 | 10.0 | 0 | 1 | 230 | FMHP-552012 | 93496000 | N | R0
| 02020000-1010 | 03020000-1010 | PUMP,FMHP,R0,3.5MBHP,230V,60HZ,1SPD,D/C | 2.0 | 120 | 91693700 | 18 | 10.0 | 0 | 1 | 230 | FMHP-552012 | 93496000 | N | R0
| 02020000-1010 | 03020000-1100 | PUMP,FMHP,R0,3.5MBHP,230V,60HZ,1SPD,D/C | 2.0 | 120 | 91693700 | 18 | 10.0 | 0 | 1 | 230 | FMHP-552012 | 93496000 | N | R0
| 02020000-1010 | 03020000-1300 | PUMP,FMHP,R0,3.5MBHP,230V,60HZ,1SPD,D/C | 2.0 | 120 | 91693700 | 18 | 10.0 | 0 | 1 | 230 | FMHP-552012 | 93496000 | N | R0
| 02020000-1010 | 03020000-2100 | *OBS*PUMP,FMHP,R0,3.5MBHP,230V,60HZ,1SPD,D/C | 2.0 | 120 | 91693700 | 18 | 8.2 | 0 | 1 | 230 | FMHP-552012 | 93526000 | N | R0
| 02020000-1010 | 03020000-2300 | *OBS*PUMP,FMHP,R0,3.5MBHP,230V,60HZ,1SPD,D/C | 2.0 | 120 | 91693700 | 18 | 8.2 | 0 | 1 | 230 | FMHP-552012 | 93526000 | N | R0
| 02020000-1010 | 03020000-5000 | PUMP,FMHP,R0,3.5MBHP,230V,60HZ,1SPD,S/C | 2.0 | 120 | 91693700 | 16.9 | 8.5 | 0 | 1 | 230 | FMHP-552012 | 93515200 | N | R0
| 02020000-1010 | 03020000-5300 | PUMP,FMHP,R0,3.5MBHP,230V,60HZ,1SPD,S/C | 2.0 | 120 | 91693700 | 16.9 | 8.5 | 0 | 1 | 230 | FMHP-552012 | 93515200 | N | R0
no cord | 02020000-1010 | 03020082-1120 | PUMP,FMHP,R0,3.5MBHP,230V,60HZ,1SPD,D/C,79"4P | 2.0 | 120 | 91693700 | 18 | 10.0 | 0 | 1 | 230 | FMHP-552012 | 93496000 | Y | R0
no cord | 02020000-1010 | 03020082-1320 | PUMP,FMHP,R0,3.5MBHP,230V,60HZ,1SPD,D/C,79"4P | 2.0 | 120 | 91693700 | 18 | 10.0 | 0 | 1 | 230 | FMHP-552012 | 93496000 | Y | R0
no cord | 02020000-1010 | 03020082-2120 | *OBS*PUMP,FMHP,R0,3.5MBHP,230V,60HZ,1SPD,D/C,79"4P | 2.0 | 120 | 91693700 | 18 | 8.2 | 0 | 1 | 230 | FMHP-552012 | 93526000 | Y | R0
no cord | 02020000-1010 | 03020082-2320 | *OBS*PUMP,FMHP,R0,3.5MBHP,230V,60HZ,1SPD,D/C,79"4P | 2.0 | 120 | 91693700 | 18 | 8.2 | 0 | 1 | 230 | FMHP-552012 | 93526000 | Y | R0
replaced by 2HP, no cord, will have to move the wetend rotation to R9 | 02020000-1010 | 03020294-1110 | *OBS*PUMP,FMHP,R9,3.65MBHP,230V,60HZ,1SPD,D/C,48"MINI | 3.65 | 125 | 91693700 | 16 | 8.5 | 0 | 1 | 230 | FMHP-553612 | 93496003 | Y | R9
replaced by 2HP, no cord | 02020000-1010 | 03020294-1310 | *OBS*PUMP,FMHP,R9,3.65MBHP,230V,60HZ,1SPD,D/C,48"MINI | 3.65 | 125 | 91693700 | 16 | 8.5 | 0 | 1 | 230 | FMHP-553612 | 93496003 | Y | R9
| 02020000-1010 | 03020355-2000 | PUMP,FMHP,R0,3.5MBHP,230V,60HZ,1SPD,S/C,PDC | 2.0 | 116 | 91693700 | 16.8 | 8.0 | 0 | 1 | 230 | FMHP-552012 | 93526003 | N | R0
no cord | 02020000-1010 | 03020373-2120 | PUMP,FMHP,R0,4.0MBHP,230V,60HZ,1SPD,S/C,79"4P | 2.0 | 116 | 91693700 | 16.8 | 8.0 | 0 | 1 | 230 | FMHP-552012 | 93526003 | Y | R0
no cord | 02020000-1010 | 03020374-2120 | PUMP,FMHP,R0,4.0MBHP,230V,60HZ,1SPD,S/C,79",MINI | 2.0 | 116 | 91693700 | 16.8 | 8.0 | 0 | 1 | 230 | FMHP-552012 | 93526003 | Y | R0
no cord | 02020000-1010 | 03020473-2020 | PUMP,FMHP,R0,3.5MBHP,230V,60HZ,1SPD,S/C,79"4P | 2.0 | 116 | 91693700 | 16.8 | 8.0 | 0 | 1 | 230 | FMHP-552012 | 93526003 | Y | R0
no cord | 02020000-1010 | 03020473-2120 | PUMP,FMHP,R0,3.5MBHP,230V,60HZ,1SPD,S/C,79"4P | 2.0 | 116 | 91693700 | 16.8 | 8.0 | 0 | 1 | 230 | FMHP-552012 | 93526003 | Y | R0
no cord | 02020000-1010 | 03020473-2320 | PUMP,FMHP,R0,3.5MBHP,230V,60HZ,1SPD,S/C,79"4P | 2.0 | 116 | 91693700 | 16.8 | 8.0 | 0 | 1 | 230 | FMHP-552012 | 93526003 | Y | R0
| 02020000-1010 | 03020500-2010 | PUMP,FMHP,R0,3.5MBHP,230V,60HZ,1SPD,S/C | 2.0 | 116 | 91693700 | 16.8 | 8.0 | 0 | 1 | 230 | FMHP-552012 | 93526003 | N | R0
| 02020000-1010 | 03020500-2020 | PUMP,FMHP,R0,3.5MBHP,230V,60HZ,1SPD,S/C | 2.0 | 116 | 91693700 | 16.8 | 8.0 | 0 | 1 | 230 | FMHP-552012 | 93526003 | N | R0
| 02020000-1010 | 03020500-2030 | PUMP,FMHP,R0,3.5MBHP,230V,60HZ,1SPD,S/C | 2.0 | 116 | 91693700 | 16.8 | 8.0 | 0 | 1 | 230 | FMHP-552012 | 93526003 | N | R0
| 02020000-1010 | 03020500-2100 | PUMP,FMHP,R0,3.5MBHP,230V,60HZ,1SPD,S/C | 2.0 | 116 | 91693700 | 16.8 | 8.0 | 0 | 1 | 230 | FMHP-552012 | 93526003 | N | R0
| 02020000-1010 | 03020500-2300 | PUMP,FMHP,R0,3.5MBHP,230V,60HZ,1SPD,S/C | 2.0 | 116 | 91693700 | 16.8 | 8.0 | 0 | 1 | 230 | FMHP-552012 | 93526003 | N | R0
will have to move the wetend rotation to R3 | 02020000-1010 | 03020512-2030 | PUMP,FMHP,R3,3.5MBHP,230V,60HZ,1SPD,S/C | 2.0 | 116 | 91693700 | 16.8 | 8.0 | 0 | 1 | 230 | FMHP-552012 | 93526003 | N | R3
no cord, will have to move the wetend rotation to R3 | 02020000-1010 | 03020666-2300 | PUMP,FMHP,R3,3.5MBHP,230V,60HZ,1SPD,S/C,36"4P | 2.0 | 116 | 91693700 | 16.8 | 8.0 | 0 | 1 | 230 | FMHP-552012 | 93526003 | Y | R3
replaced by 2HP, no cord, will have to move the wetend rotation to R9 | 02020000-1010 | 03020838-1110 | *OBS*PUMP,FMHP,R9,3.65MBHP,230V,60HZ,1SPD,D/C,96"MINI | 3.65 | 125 | 91693700 | 16 | 8.5 | 0 | 1 | 230 | FMHP-553612 | 93496003 | Y | R9
replaced by 2HP, no cord, will have to move the wetend rotation to R9 | 02020000-1010 | 03020838-1310 | *OBS*PUMP,FMHP,R9,3.65MBHP,230V,60HZ,1SPD,D/C,96"MINI | 3.65 | 125 | 91693700 | 16 | 8.5 | 0 | 1 | 230 | FMHP-553612 | 93496003 | Y | R9
no cord, will have to move the wetend rotation to R9 | 02020000-1010 | 03021682-2300 | PUMP,FMHP,R9,3.0MBHP,230V,60HZ,1SPD,S/C,120"4P,VITON,9&6 NPSC | 2.0 | 116 | 91693700 | 16.8 | 8.0 | 0 | 1 | 230 | FMHP-552012 | 93526003 | Y | R9
no cord, will have to move the wetend rotation to R9 | 02020000-1010 | 03021682-2310 | PUMP,FMHP,R9,3.0MBHP,230V,60HZ,1SPD,S/C,120"4P,VITON,9&6NPSC | 2.0 | 116 | 91693700 | 16.8 | 8.0 | 0 | 1 | 230 | FMHP-552012 | 93526003 | Y | R9
no cord, will have to move the wetend rotation to R9 | 02020000-1010 | 03021682-5310 | PUMP,FMHP,R9,3.0MBHP,230V,60HZ,1SPD,S/C,120"4P,VITON,9&6NPSC | 2.0 | 120 | 91693700 | 16.9 | 8.5 | 0 | 1 | 230 | FMHP-552012 | 93515200 | Y | R9
| 02107000-1010 | 03107000-1000 | PUMP,FMHP,R0,1.0MBHP,115V,60HZ,2SPD,D/V | .75 | 62 | 91693551 | 15.0 | 8.8 | 2.6 | 2 | 115 | FMHP-550721 | 93491341 | N | R0
| 02107000-1010 | 03107000-1010 | PUMP,FMHP,R0,1.0MBHP,115V,60HZ,2SPD,D/C | .75 | 62 | 91693551 | 15.0 | 8.8 | 2.6 | 2 | 115 | FMHP-550721 | 93491341 | N | R0
| 02107000-1010 | 03107000-1310 | PUMP,FMHP,R0,1.0MBHP,115V,60HZ,2SPD,D/C | .75 | 62 | 91693551 | 15.0 | 8.8 | 2.6 | 2 | 115 | FMHP-550721 | 93491341 | N | R0
no cord | 02107000-1010 | 03107001-1310 | PUMP,FMHP,R0,1.0MBHP,115V,60HZ,2SPD,D/C,48"4P,SUNBELT | .75 | 62 | 91693551 | 15.0 | 8.8 | 2.6 | 2 | 115 | FMHP-550721 | 93491341 | Y | R0
no cord | 02107000-1010 | 03107002-1300 | PUMP,FMHP,R0,1.0MBHP,115V,60HZ,2SPD,D/C,60"MINI,VITON | .75 | 62 | 91693551 | 15.0 | 8.8 | 2.6 | 2 | 115 | FMHP-550721 | 93491341 | Y | R0
no cord | 02107000-1010 | 03107520-1010 | PUMP,FMHP,R0,1.0MBHP,115V,60HZ,2SPD,D/C,36"4P | .75 | 62 | 91693551 | 15.0 | 8.8 | 2.6 | 2 | 115 | FMHP-550721 | 93491341 | Y | R0
no cord | 02107000-1010 | 03107520-1310 | PUMP,FMHP,R0,1.0MBHP,115V,60HZ,2SPD,D/C,36"4P | .75 | 62 | 91693551 | 15.0 | 8.8 | 2.6 | 2 | 115 | FMHP-550721 | 93491341 | Y | R0
no cord | 02107000-1010 | 03107611-1010 | PUMP,FMHP,R0,1.0MBHP,115V,60HZ,2SPD,D/C,60"4P | .75 | 62 | 91693551 | 15.0 | 8.8 | 2.6 | 2 | 115 | FMHP-550721 | 93491341 | Y | R0
no cord | 02107000-1010 | 03107611-1110 | PUMP,FMHP,R0,1.0MBHP,115V,60HZ,2SPD,D/C,60"4P | .75 | 62 | 91693551 | 15.0 | 8.8 | 2.6 | 2 | 115 | FMHP-550721 | 93491341 | Y | R0
no cord | 02107000-1010 | 03107611-1310 | PUMP,FMHP,R0,1.0MBHP,115V,60HZ,2SPD,D/C,60"4P | .75 | 62 | 91693551 | 15.0 | 8.8 | 2.6 | 2 | 115 | FMHP-550721 | 93491341 | Y | R0
no cord | 02107000-1010 | 03107721-1310 | PUMP,FMHP,R0,1.0MBHP,115V,60HZ,2SPD,D/C,48"MINI | .75 | 62 | 91693551 | 15.0 | 8.8 | 2.6 | 2 | 115 | FMHP-550721 | 93491341 | Y | R0
no cord | 02107000-1010 | 03107723-1010 | PUMP,FMHP,1.0MBHP,115V,60HZ,2SPD,D/C,48"MINI,W/GROMMETS | .75 | 62 | 91693551 | 15.0 | 8.8 | 2.6 | 2 | 115 | FMHP-550721 | 93491341 | Y
no cord, no trap, timer switch n/a anymore | 02107000-1010 | 03107862-1010 | PUMP,FMHP,R0,1.0MBHP,115V,60HZ,2SPD,D/C,40"NEMA,T/S,W/TRAP | .75 | 62 | 91693551 | 15.0 | 8.8 | 2.6 | 2 | 115 | FMHP-550721 | 93491341 | Y | R0
no cord, will have to move the wetend rotation to R3 | 02107000-1010 | 03107897-1010 | PUMP,FMHP,R3,1.0MBHP,115V,60HZ,2SPD,D/C,60"4P,VITON | .75 | 62 | 91693551 | 15.0 | 8.8 | 2.6 | 2 | 115 | FMHP-550721 | 93491341 | Y | R3
no cord, will have to move the wetend rotation to R3 | 02107000-1010 | 03107897-1310 | PUMP,FMHP,R3,1.0MBHP,115V,60HZ,2SPD,D/C,60"4P,VITON | .75 | 62 | 91693551 | 15.0 | 8.8 | 2.6 | 2 | 115 | FMHP-550721 | 93491341 | Y | R3
no cord, will have to move the wetend rotation to R3 | 02107000-1010 | 03107899-1300 | PUMP,FMHP,R3,1.0MBHP,115V,60HZ,2SPD,D/C,60"MINI,VITON,9&6NPSC | .75 | 62 | 91693551 | 15.0 | 8.8 | 2.6 | 2 | 115 | FMHP-550721 | 93491341 | Y | R3
no cord, will have to move the wetend rotation to R3 | 02107000-1010 | 03107899-1310 | PUMP,FMHP,R3,1.0MBHP,115V,60HZ,2SPD,D/C,60"MINI,VITON | .75 | 62 | 91693551 | 15.0 | 8.8 | 2.6 | 2 | 115 | FMHP-550721 | 93491341 | Y | R3
| 02110000-1010 | 03110000-1010 | PUMP,FMHP,R0,1.5MBHP,115V,60HZ,2SPD,D/C | 1.0 | 90 | 91693601 | 10.8 | 11.0 | 2.9 | 2 | 115 | FMHP-551021 | 93493341 | N | R0
| 02110000-1010 | 03110000-1110 | PUMP,FMHP,R0,1.5MBHP,115V,60HZ,2SPD,D/C | 1.0 | 90 | 91693601 | 10.8 | 11.0 | 2.9 | 2 | 115 | FMHP-551021 | 93493341 | N | R0
| 02110000-1010 | 03110000-1310 | PUMP,FMHP,R0,1.5MBHP,115V,60HZ,2SPD,D/C | 1.0 | 90 | 91693601 | 10.8 | 11.0 | 2.9 | 2 | 115 | FMHP-551021 | 93493341 | N | R0
| 02110000-1010 | 03110000-2000 | *OBS*PUMP,FMHP,R0,1.5MBHP,115V,60HZ,2SPD,D/C | 1.0 | 98 | 91693601 | 11 | 10.3 | 2.9 | 2 | 115 | FMHP-551021 | 93523342 | N | R0
| 02110000-1010 | 03110000-2010 | *OBS*PUMP,FMHP,R0,1.5MBHP,115V,60HZ,2SPD,D/C | 1.0 | 98 | 91693601 | 11 | 10.3 | 2.9 | 2 | 115 | FMHP-551021 | 93523342 | N | R0
no cord | 02110000-1010 | 03110001-2010 | PUMP,FMHP,R0,1.5MBHP,115V,60HZ,2SPD,S/C,LSS,48"4P | 1.0 | 95 | 91693601 | 10.3 | 10.3 | 3.5 | 2 | 115 | FMHP-551021 | 93523353 | Y | R0
no cord | 02110000-1010 | 03110001-2310 | PUMP,FMHP,R0,1.5MBHP,115V,60HZ,2SPD,S/C,LSS,48"4P | 1.0 | 95 | 91693601 | 10.3 | 10.3 | 3.5 | 2 | 115 | FMHP-551021 | 93523353 | Y | R0
no cord, will have to move the wetend rotation to R9 | 02110000-1010 | 03110002-2010 | PUMP,FMHP,R9,1.5MBHP,115V,60HZ,2SPD,S/C,LSS,48"4P,6 & 9NPSC | 1.0 | 95 | 91693601 | 10.3 | 10.3 | 3.5 | 2 | 115 | FMHP-551021 | 93523353 | Y | R9
no cord, will have to move the wetend rotation to R9 | 02110000-1010 | 03110002-2310 | PUMP,FMHP,R9,1.5MBHP,115V,60HZ,2SPD,S/C,LSS,48"4P,6 &9NPSC | 1.0 | 95 | 91693601 | 10.3 | 10.3 | 3.5 | 2 | 115 | FMHP-551021 | 93523353 | Y | R9
no cord, will have to move the wetend rotation to R3 | 02110000-1010 | 03110003-2310 | PUMP,FMHP,R3,1.5MBHP,115V,60HZ,2SPD,S/C,LSS,48"4P,6&9NPSC | 1.0 | 95 | 91693601 | 10.3 | 10.3 | 3.5 | 2 | 115 | FMHP-551021 | 93523353 | Y | R3
| 02110005-1010 | 03110005-1000 | PUMP,FMHP,R0,1.5MBHP,230V,60HZ,2SPD,D/C | 1.0 | 92 | 91693601 | 10.3 | 6.0 | 1.6 | 2 | 230 | FMHP-551022 | 93493360 | N | R0
| 02110005-1010 | 03110005-1010 | PUMP,FMHP,R0,1.5MBHP,230V,60HZ,2SPD,D/C | 1.0 | 92 | 91693601 | 10.3 | 6.0 | 1.6 | 2 | 230 | FMHP-551022 | 93493360 | N | R0
no cord, will have to move the wetend rotation to R9 | 02110000-1010 | 03110006-1300 | PUMP,FMHP,R9,1.5MBHP,115V,60HZ,2SPD,D/C,48"4P,9&6NPSC,VITON | 1.0 | 90 | 91693601 | 10.8 | 11.0 | 2.9 | 2 | 115 | FMHP-551021 | 93493341 | Y | R9
no cord | 02110005-1010 | 03110080-1110 | PUMP,FMHP,R0,1.5MBHP,230V,60HZ,2SPD,D/C,60"4P | 1.0 | 92 | 91693601 | 10.3 | 6.0 | 1.6 | 2 | 230 | FMHP-551022 | 93493360 | Y | R0
no cord | 02110005-1010 | 03110080-1310 | PUMP,FMHP,R0,1.5MBHP,230V,60HZ,2SPD,D/C,60"4P | 1.0 | 92 | 91693601 | 10.3 | 6.0 | 1.6 | 2 | 230 | FMHP-551022 | 93493360 | Y | R0
no cord, will have to move the wetend rotation to R3 | 02110000-1010 | 03110084-1310 | PUMP,FMHP,R3,1.5MBHP,115V,60HZ,2SPD,D/C,36"4P,HSD@9 | 1.0 | 90 | 91693601 | 10.8 | 11.0 | 2.9 | 2 | 115 | FMHP-551021 | 93493341 | Y | R3
Watkins/Caldera | n/a contact spa manufactuer | 03110085-1120 | PUMP,FMHP,R0,1.5MBHP,230V,60HZ,2SPD,D/C,60"4P,MNFLD,CALDERA#009086 | 1.0 | 92 | 91693601 | 10.3 | 6.0 | 1.6 | 2 | 230 | FMHP-551022 | 93493360 | Y | R0
Watkins/Caldera | n/a contact spa manufactuer | 03110085-1320 | PUMP,FMHP,R0,1.5MBHP,230V,60HZ,2SPD,D/C,60"4P,MNFLD,CALDERA#009086 | 1.0 | 92 | 91693601 | 10.3 | 6.0 | 1.6 | 2 | 230 | FMHP-551022 | 93493360 | Y | R0
| 02110005-1010 | 03110136-1000 | PUMP,FMHP,R0,1.5MBHP,230V,60HZ,2SPD,D/C,PDC | 1.0 | 92 | 91693601 | 10.3 | 6.0 | 1.6 | 2 | 230 | FMHP-551022 | 93493360 | N | R0
| 02110005-1010 | 03110136-1010 | PUMP,FMHP,R0,1.5MBHP,230V,60HZ,2SPD,D/C,PDC | 1.0 | 92 | 91693601 | 10.3 | 6.0 | 1.6 | 2 | 230 | FMHP-551022 | 93493360 | N | R0
| 02110005-1010 | 03110136-1100 | PUMP,FMHP,R0,1.5MBHP,230V,60HZ,2SPD,D/C,PDC | 1.0 | 92 | 91693601 | 10.3 | 6.0 | 1.6 | 2 | 230 | FMHP-551022 | 93493360 | N | R0
| 02110005-1010 | 03110136-1300 | PUMP,FMHP,R0,1.5MBHP,230V,60HZ,2SPD,D/C,PDC | 1.0 | 92 | 91693601 | 10.3 | 6.0 | 1.6 | 2 | 230 | FMHP-551022 | 93493360 | N | R0
| 02110005-1010 | 03110136-2000 | *OBS*PUMP,FMHP,R0,1.5MBHP,230V,60HZ,2SPD,D/C,PDC | 1.0 | 98 | 91693601 | 11 | 5.8 | 1.6 | 2 | 230 | FMHP-551022 | 93523360 | N | R0
| 02110005-1010 | 03110136-2100 | *OBS*PUMP,FMHP,R0,1.5MBHP,230V,60HZ,2SPD,D/C,PDC | 1.0 | 98 | 91693601 | 11 | 5.8 | 1.6 | 2 | 230 | FMHP-551022 | 93523360 | N | R0
| 02110000-1010 | 03110137-1000 | PUMP,FMHP,R0,1.5MBHP,115V,60HZ,2SPD,D/C,PDC | 1.0 | 90 | 91693601 | 10.8 | 11.0 | 2.9 | 2 | 115 | FMHP-551021 | 93493341 | N | R0
| 02110000-1010 | 03110137-1100 | PUMP,FMHP,R0,1.5MBHP,115V,60HZ,2SPD,D/C,PDC | 1.0 | 90 | 91693601 | 10.8 | 11.0 | 2.9 | 2 | 115 | FMHP-551021 | 93493341 | N | R0
| 02110000-1010 | 03110137-1300 | PUMP,FMHP,R0,1.5MBHP,115V,60HZ,2SPD,D/C,PDC | 1.0 | 90 | 91693601 | 10.8 | 11.0 | 2.9 | 2 | 115 | FMHP-551021 | 93493341 | N | R0
will have to move the wetend rotation to R9 | 02110000-1010 | 03110202-1000 | PUMP,FMHP,R9,1.5MBHP,115V,60HZ,2SPD,D/C | 1.0 | 90 | 91693601 | 10.8 | 11.0 | 2.9 | 2 | 115 | FMHP-551021 | 93493341 | N | R9
will have to move the wetend rotation to R9 | 02110000-1010 | 03110202-1300 | PUMP,FMHP,R9,1.5MBHP,115V,60HZ,2SPD,D/C | 1.0 | 90 | 91693601 | 10.8 | 11.0 | 2.9 | 2 | 115 | FMHP-551021 | 93493341 | N | R9
will have to move the wetend rotation to R9 | 02110000-1010 | 03110202-2010 | PUMP,FMHP,R9,1.5MBHP,115V,60HZ,2SPD,D/C | 1.0 | 88 | 91693601 | 11 | 10.3 | 2.9 | 2 | 115 | FMHP-551021 | 93523340 | N | R9
no cord, will have to move the wetend rotation to R3 | 02110000-1010 | 03110209-1300 | PUMP,FMHP,R3,1.5MBHP,115V,60HZ,2SPD,D/C,36"4P | 1.0 | 90 | 91693601 | 10.8 | 11.0 | 2.9 | 2 | 115 | FMHP-551021 | 93493341 | Y | R3
no cord, will have to move the wetend rotation to R3 | 02110000-1010 | 03110209-1310 | PUMP,FMHP,R3,1.5MBHP,115V,60HZ,2SPD,D/C,36"4P | 1.0 | 90 | 91693601 | 10.8 | 11.0 | 2.9 | 2 | 115 | FMHP-551021 | 93493341 | Y | R3
no cord, will have to move the wetend rotation to R3 | 02110000-1010 | 03110316-2010 | PUMP,FMHP,R3,1.5MBHP,115V,60HZ,2SPD,S/C,48"MINI | 1.0 | 95 | 91693601 | 10.3 | 10.3 | 3.5 | 2 | 115 | FMHP-551021 | 93523353 | Y | R3
no cord, will have to move the wetend rotation to R3 | 02110000-1010 | 03110316-2310 | PUMP,FMHP,R3,1.5MBHP,115V,60HZ,2SPD,S/C,48"MINI | 1.0 | 95 | 91693601 | 10.3 | 10.3 | 3.5 | 2 | 115 | FMHP-551021 | 93523353 | Y | R3
no cord, speed inverted, will have to move the wetend rotation to R3 | 02110000-1010 | 03110317-2310 | PUMP,FMHP,R3,1.5MBHP,115V,60HZ,2SPD,S/C,48"MINI,RW, B>HI, R>LO | 1.0 | 95 | 91693601 | 10.3 | 10.3 | 3.5 | 2 | 115 | FMHP-551021 | 93523353 | Y | R3
no cord, speed inverted | 02110000-1010 | 03110318-2110 | PUMP,FMHP,R0,1.5MBHP,115V,60HZ,2SPD,48"MINI,RW R>LO,B>HI | 1.0 | 95 | 91693601 | 10.3 | 10.3 | 3.5 | 2 | 115 | FMHP-551021 | 93523353 | Y | R0
no cord, speed inverted | 02110000-1010 | 03110318-2310 | PUMP,FMHP,R0,1.5MBHP,115V,60HZ,2SPD,48"MINI,RW R>LO B>HI | 1.0 | 95 | 91693601 | 10.3 | 10.3 | 3.5 | 2 | 115 | FMHP-551021 | 93523353 | Y | R0
no cord | 02110000-1010 | 03110319-2010 | PUMP,FMHP,R0,1.5MBHP,115V,60HZ,2SPD,S/C,48"MINI | 1.0 | 95 | 91693601 | 10.3 | 10.3 | 3.5 | 2 | 115 | FMHP-551021 | 93523353 | Y | R0
no cord | 02110000-1010 | 03110319-2110 | PUMP,FMHP,R0,1.5MBHP,115V,60HZ,2SPD,S/C,48"MINI | 1.0 | 95 | 91693601 | 10.3 | 10.3 | 3.5 | 2 | 115 | FMHP-551021 | 93523353 | Y | R0
no cord | 02110000-1010 | 03110319-2310 | PUMP,FMHP,R0,1.5MBHP,115V,60HZ,2SPD,S/C,48"MINI | 1.0 | 95 | 91693601 | 10.3 | 10.3 | 3.5 | 2 | 115 | FMHP-551021 | 93523353 | Y | R0
no cord, speed inverted | 02110000-1010 | 03110320-2010 | PUMP,FMHP,R0,1.6MBHP,115V,60HZ,2SPD,S/C,48"RED MINI,RW | 1.0 | 95 | 91693601 | 10.3 | 10.3 | 3.5 | 2 | 115 | FMHP-551021 | 93523353 | Y | R0
no cord, speed inverted | 02110000-1010 | 03110320-2110 | PUMP,FMHP,R0,1.6MBHP,115V,60HZ,2SPD,S/C,48"RED MINI,RW | 1.0 | 95 | 91693601 | 10.3 | 10.3 | 3.5 | 2 | 115 | FMHP-551021 | 93523353 | Y | R0
no cord, will have to move the wetend rotation to R3 | 02110000-1010 | 03110340-1300 | PUMP,FMHP,R3,1.5MBHP,115V,60HZ,2SPD,D/C,36"4P,9,HSD | 1.0 | 90 | 91693601 | 10.8 | 11.0 | 2.9 | 2 | 115 | FMHP-551021 | 93493341 | Y | R3
no cord, will have to move the wetend rotation to R3 | 02110000-1010 | 03110340-2300 | PUMP,FMHP,R3,1.5MBHP,115V,60HZ,2SPD,S/C,36"4P,9NPT,HSD | 1.0 | 95 | 91693601 | 10.3 | 10.3 | 3.5 | 2 | 115 | FMHP-551021 | 93523353 | Y | R3
no cord, will have to move the wetend rotation to R9 | 02110000-1010 | 03110341-1300 | PUMP,FMHP,R9,1.5MBHP,115V,60HZ,2SPD,D/C,36"4P,9&6 NPSC,VITON | 1.0 | 90 | 91693601 | 10.8 | 11.0 | 2.9 | 2 | 115 | FMHP-551021 | 93493341 | Y | R9
| 02110000-1010 | 03110350-2000 | PUMP,FMHP,R0,1.5MBHP,115V,60HZ,2SPD,S/C,PDC | 1.0 | 95 | 91693601 | 10.3 | 10.3 | 3.5 | 2 | 115 | FMHP-551021 | 93523353 | N | R0
| 02110000-1010 | 03110350-2100 | PUMP,FMHP,R0,1.5MBHP,115V,60HZ,2SPD,S/C,PDC | 1.0 | 95 | 91693601 | 10.3 | 10.3 | 3.5 | 2 | 115 | FMHP-551021 | 93523353 | N | R0
| 02110000-1010 | 03110350-2300 | PUMP,FMHP,R0,1.5MBHP,115V,60HZ,2SPD,S/C,PDC | 1.0 | 95 | 91693601 | 10.3 | 10.3 | 3.5 | 2 | 115 | FMHP-551021 | 93523353 | N | R0
no cord, speed inverted, will have to move the wetend rotation to R3 | 02110000-1010 | 03110359-2300 | PUMP,FMHP,R3,1.5MBHP,115V,60HZ,2SPD,S/C,40"4P,RW | 1.0 | 95 | 91693601 | 10.3 | 10.3 | 3.5 | 2 | 115 | FMHP-551021 | 93523353 | Y | R3
no cord | 02110000-1010 | 03110421-2310 | PUMP,FMHP,R0,1.5MBHP,115V,60HZ,2SPD,S/C,48"4P,VITON | 1.0 | 95 | 91693601 | 10.3 | 10.3 | 3.5 | 2 | 115 | FMHP-551021 | 93523353 | Y | R0
no cord, will have to move the wetend rotation to R9 | 02110000-1010 | 03110438-2300 | PUMP,FMHP,R9,1.5MBHP,115V,60HZ,2SPD,S/C,120"4P,VITON,9&6 NPSC | 1.0 | 95 | 91693601 | 10.3 | 10.3 | 3.5 | 2 | 115 | FMHP-551021 | 93523353 | Y | R9
no cord, will have to move the wetend rotation to R9 | 02110000-1010 | 03110438-2310 | PUMP,FMHP,R9,1.5MBHP,115V,60HZ,2SPD,S/C,120"4P,VITON,9&6NPSC | 1.0 | 95 | 91693601 | 10.3 | 10.3 | 3.5 | 2 | 115 | FMHP-551021 | 93523353 | Y | R9
no cord, will have to move the wetend rotation to R9 | 02110000-1010 | 03110482-1310 | PUMP,FMHP,R9,1.5MBHP,115V,60HZ,2SPD,D/C,36"4P,6&9 NPSC | 1.0 | 90 | 91693601 | 10.8 | 11.0 | 2.9 | 2 | 115 | FMHP-551021 | 93493341 | Y | R9
will have to move the wetend rotation to R3 | 02110000-1010 | 03110487-2010 | PUMP,FMHP,R3,1.5MBHP,115V,60HZ,2SPD,S/C | 1.0 | 95 | 91693601 | 10.3 | 10.3 | 3.5 | 2 | 115 | FMHP-551021 | 93523353 | N | R3
will have to move the wetend rotation to R3 | 02110000-1010 | 03110487-2310 | PUMP,FMHP,R3,1.5MBHP,115V,60HZ,2SPD,S/C | 1.0 | 95 | 91693601 | 10.3 | 10.3 | 3.5 | 2 | 115 | FMHP-551021 | 93523353 | N | R3
| 02110000-1010 | 03110500-2010 | PUMP,FMHP,R0,1.5MBHP,115V,60HZ,2SPD,S/C,LSS | 1.0 | 95 | 91693601 | 10.3 | 10.3 | 3.5 | 2 | 115 | FMHP-551021 | 93523353 | N | R0
| 02110000-1010 | 03110500-2300 | PUMP,FMHP,R0,1.5MBHP,115V,60HZ,2SPD,S/C | 1.0 | 95 | 91693601 | 10.3 | 10.3 | 3.5 | 2 | 115 | FMHP-551021 | 93523353 | N | R0
no cord, will have to move the wetend rotation to R3 | 02110000-1010 | 03110509-2010 | PUMP,FMHP,R3,1.5MBHP,115V,60HZ,2SPD,S/C,36"4P | 1.0 | 95 | 91693601 | 10.3 | 10.3 | 3.5 | 2 | 115 | FMHP-551021 | 93523353 | Y | R3
no cord, will have to move the wetend rotation to R3 | 02110000-1010 | 03110509-2300 | PUMP,FMHP,R3,1.5MBHP,115V,60HZ,2SPD,S/C,36"4P | 1.0 | 95 | 91693601 | 10.3 | 10.3 | 3.5 | 2 | 115 | FMHP-551021 | 93523353 | Y | R3
no cord, will have to move the wetend rotation to R3 | 02110000-1010 | 03110509-2310 | PUMP,FMHP,R3,1.5MBHP,115V,60HZ,2SPD,S/C,36"4P | 1.0 | 95 | 91693601 | 10.3 | 10.3 | 3.5 | 2 | 115 | FMHP-551021 | 93523353 | Y | R3
no cord | 02110000-1010 | 03110519-2010 | PUMP,FMHP,R0,1.5MBHP,115V,60HZ,2SPD,S/C,79"4P | 1.0 | 95 | 91693601 | 10.3 | 10.3 | 3.5 | 2 | 115 | FMHP-551021 | 93523353 | Y | R0
no cord | 02110000-1010 | 03110519-2110 | PUMP,FMHP,R0,1.5MBHP,115V,60HZ,2SPD,S/C,79"4P | 1.0 | 95 | 91693601 | 10.3 | 10.3 | 3.5 | 2 | 115 | FMHP-551021 | 93523353 | Y | R0
no cord | 02110000-1010 | 03110519-2310 | PUMP,FMHP,R0,1.5MBHP,115V,60HZ,2SPD,S/C,79"4P | 1.0 | 95 | 91693601 | 10.3 | 10.3 | 3.5 | 2 | 115 | FMHP-551021 | 93523353 | Y | R0
no cord, will have to move the wetend rotation to R9 | 02110000-1010 | 03110524-2000 | PUMP,FMHP,R9,1.5MBHP,115V,60HZ,2SPD,D/C,48"4P,9&6 NPSC | 1.0 | 88 | 91693601 | 11 | 10.3 | 2.9 | 2 | 115 | FMHP-551021 | 93523340 | Y | R9
no cord, will have to move the wetend rotation to R9 | 02110000-1010 | 03110524-2010 | PUMP,FMHP,R9,1.5MBHP,115V,60HZ,2SPD,D/C,48"4P,9&6 NPSC | 1.0 | 88 | 91693601 | 11 | 10.3 | 2.9 | 2 | 115 | FMHP-551021 | 93523340 | Y | R9
no cord | 02110000-1010 | 03110597-1110 | PUMP,FMHP,R0,1.5MBHP,115V,60HZ,2SPD,D/C,79"4P | 1.0 | 90 | 91693601 | 10.8 | 11.0 | 2.9 | 2 | 115 | FMHP-551021 | 93493341 | Y | R0
no cord | 02110000-1010 | 03110597-1310 | PUMP,FMHP,R0,1.5MBHP,115V,60HZ,2SPD,D/C,79"4P | 1.0 | 90 | 91693601 | 10.8 | 11.0 | 2.9 | 2 | 115 | FMHP-551021 | 93493341 | Y | R0
| 02110005-1010 | 03110761-1010 | PUMP,FMHP,R0,1.5MBHP,230V,60HZ,2SPD,D/C | 1.0 | 92 | 91693601 | 10.3 | 6.0 | 1.6 | 2 | 230 | FMHP-551022 | 93493360 | N | R0
no cord, will have to move the wetend rotation to R3 | 02110000-1010 | 03110766-1310 | PUMP,FMHP,R3,1.5MBHP,115V,60HZ,2SPD,D/C,36"4P,9NPSC | 1.0 | 90 | 91693601 | 10.8 | 11.0 | 2.9 | 2 | 115 | FMHP-551021 | 93493341 | Y | R3
no cord, no trap, timer switch n/a anymore | 02110000-1010 | 03110862-1010 | PUMP,FMHP,R0,1.5MBHP,115V,60HZ,2SPD,D/C,40"NEMA,T/S,W/TRAP | 1.0 | 90 | 91693601 | 10.8 | 11.0 | 2.9 | 2 | 115 | FMHP-551021 | 93493341 | Y | R0
no cord, will have to move the wetend rotation to R3 | 02110000-1010 | 03110867-1010 | PUMP,FMHP,R3,1.5MBHP,115V,60HZ,2SPD,D/C,9NPT,48"HQ MINI | 1.0 | 90 | 91693601 | 10.8 | 11.0 | 2.9 | 2 | 115 | FMHP-551021 | 93493341 | Y | R3
no cord, will have to move the wetend rotation to R3 | 02110000-1010 | 03110867-1310 | PUMP,FMHP,R3,1.5MBHP,115V,60HZ,2SPD,D/C,9NPT,48"HQ MINI | 1.0 | 90 | 91693601 | 10.8 | 11.0 | 2.9 | 2 | 115 | FMHP-551021 | 93493341 | Y | R3
no cord, will have to move the wetend rotation to R3 | 02110000-1010 | 03110867-2310 | PUMP,FMHP,R3,1.5MBHP,115V,60HZ,2SPD,S/C,9NPT,48"HQMINI | 1.0 | 95 | 91693601 | 10.3 | 10.3 | 3.5 | 2 | 115 | FMHP-551021 | 93523353 | Y | R3
no cord, will have to move the wetend rotation to R3 | 02110000-1010 | 03110886-1300 | PUMP,FMHP,R3,1.5MBHP,115V,60HZ,2SPD,D/C,60"4P,9HSD | 1.0 | 90 | 91693601 | 10.8 | 11.0 | 2.9 | 2 | 115 | FMHP-551021 | 93493341 | Y | R3
no cord, will have to move the wetend rotation to R9 | 02110000-1010 | 03110888-1300 | PUMP,FMHP,R9,1.5MBHP,115V,60HZ,2SPD,D/C,60"4P,6;00HSD | 1.0 | 90 | 91693601 | 10.8 | 11.0 | 2.9 | 2 | 115 | FMHP-551021 | 93493341 | Y | R9
no cord, speed inverted | 02110000-1010 | 03111001-2310 | PUMP,FMHP,R0,1.5MBHP,115V,60HZ,2SPD,S/C,LSS,48"4P,VITON,RW | 1.0 | 80 | 91693602 | 12.0 | 9.8 | 3.5 | 2 | 115 | FMHP-551021 | 93523353 | Y | R0
| 02115000-1010 | 03115000-1000 | PUMP,FMHP,R0,2.0MBHP,115V,60HZ,2SPD,D/C | 1.5 | 107 | 91693651 | 13.5 | 13.8 | 4.0 | 2 | 115 | FMHP-551521 | 93495111 | N | R0
| 02115000-1010 | 03115000-1010 | PUMP,FMHP,R0,2.0MBHP,115V,60HZ,2SPD,D/C | 1.5 | 107 | 91693651 | 13.5 | 13.8 | 4.0 | 2 | 115 | FMHP-551521 | 93495111 | N | R0
no cord | 02115000-1010 | 03115001-2310 | PUMP,FMHP,R0,2.0MBHP,115V,60HZ,2SPD,S/C,79"4P,VITON | 1.5 | 108 | 91693651 | 13.3 | 14.4 | 3.9 | 2 | 115 | FMHP-551521 | 93525104 | Y | R0
no cord | 02115000-1010 | 03115002-1310 | PUMP,FMHP,R0,2.0MBHP,115V,60HZ,2SPD,D/C,79"4P,VITON | 1.5 | 107 | 91693651 | 13.5 | 13.8 | 4.0 | 2 | 115 | FMHP-551521 | 93495111 | Y | R0
no cord | 02115000-1010 | 03115003-2310 | PUMP,FMHP,R0,2.0MBHP,115V,60HZ,2SPD,S/C,48"4P | 1.5 | 108 | 91693651 | 13.3 | 14.4 | 3.9 | 2 | 115 | FMHP-551521 | 93525104 | Y | R0
| 02115005-1010 | 03115005-1000 | PUMP,FMHP,R0,2.0MBHP,230V,60HZ,2SPD,D/C | 1.5 | 110 | 91693651 | 13.7 | 8.0 | 2.6 | 2 | 230 | FMHP-551522 | 93495141 | N | R0
| 02115005-1010 | 03115005-1010 | PUMP,FMHP,R0,2.0MBHP,230V,60HZ,2SPD,D/C | 1.5 | 110 | 91693651 | 13.7 | 8.0 | 2.6 | 2 | 230 | FMHP-551522 | 93495141 | N | R0
no cord | 02115005-1010 | 03115006-2310 | PUMP,FMHP,R0,2.0MBHP,230V,60HZ,2SPD,S/C,120"4P,VITON | 1.5 | 107 | 91693651 | 14 | 7.5 | 2.0 | 2 | 230 | FMHP-551522 | 93525143 | Y | R0
no cord | 02115005-1010 | 03115080-1110 | PUMP,FMHP,R0,2.0MBHP,230V,60HZ,2SPD,D/C,60"4P | 1.5 | 110 | 91693651 | 13.7 | 8.0 | 2.6 | 2 | 230 | FMHP-551522 | 93495141 | Y | R0
no cord | 02115005-1010 | 03115080-1310 | PUMP,FMHP,R0,2.0MBHP,230V,60HZ,2SPD,D/C,60"4P | 1.5 | 110 | 91693651 | 13.7 | 8.0 | 2.6 | 2 | 230 | FMHP-551522 | 93495141 | Y | R0
| 02115005-1010 | 03115136-1000 | PUMP,FMHP,R0,2.0MBHP,230V,60HZ,2SPD,D/C,PDC | 1.5 | 110 | 91693651 | 13.7 | 8.0 | 2.6 | 2 | 230 | FMHP-551522 | 93495141 | N | R0
| 02115005-1010 | 03115136-1100 | PUMP,FMHP,R0,2.0MBHP,230V,60HZ,2SPD,D/C,PDC | 1.5 | 110 | 91693651 | 13.7 | 8.0 | 2.6 | 2 | 230 | FMHP-551522 | 93495141 | N | R0
| 02115005-1010 | 03115136-1300 | PUMP,FMHP,R0,2.0MBHP,230V,60HZ,2SPD,D/C,PDC | 1.5 | 110 | 91693651 | 13.7 | 8.0 | 2.6 | 2 | 230 | FMHP-551522 | 93495141 | N | R0
no cord, will have to move the wetend rotation to R3 | 02115000-1010 | 03115209-1300 | PUMP,FMHP,R3,2.0MBHP,115V,60HZ,2SPD,D/C,36"4P | 1.5 | 107 | 91693651 | 13.5 | 13.8 | 4.0 | 2 | 115 | FMHP-551521 | 93495111 | Y | R3
will have to move the wetend rotation to R9 | 02115005-1010 | 03115259-1300 | PUMP,FMHP,R9,2.0MBHP,230V,60HZ,2SPD,D/C | 1.5 | 105 | 91693700 | 14 | 8.0 | 2.6 | 2 | 230 | FMHP-551522 | 93495141 | N | R9
| 02115005-1010 | 03115351-2000 | PUMP,FMHP,R0,2.0MBHP,230V,60HZ,2SPD,S/C,PDC | 1.5 | 107 | 91693651 | 14 | 7.5 | 2.0 | 2 | 230 | FMHP-551522 | 93525143 | N | R0
| 02115005-1010 | 03115351-2100 | PUMP,FMHP,R0,2.0MBHP,230V,60HZ,2SPD,S/C,PDC | 1.5 | 107 | 91693651 | 14 | 7.5 | 2.0 | 2 | 230 | FMHP-551522 | 93525143 | N | R0
| 02115005-1010 | 03115351-2300 | PUMP,FMHP,R0,2.0MBHP,230V,60HZ,2SPD,S/C,PDC | 1.5 | 107 | 91693651 | 14 | 7.5 | 2.0 | 2 | 230 | FMHP-551522 | 93525143 | N | R0
no cord, will have to move the wetend rotation to R9 | 02115005-1010 | 03115398-2330 | PUMP,FMHP,R3,2.0MBHP,230V,60HZ,2SPD,S/C,36"4P | 1.5 | 107 | 91693651 | 14 | 7.5 | 2.0 | 2 | 230 | FMHP-551522 | 93525143 | Y | R3
no cord, will have to move the wetend rotation to R3 | 02115000-1010 | 03115452-2000 | PUMP,FMHP,R3,2.0MBHP,115V,60HZ,2SPD,S/C,60"4P | 1.5 | 108 | 91693651 | 13.3 | 14.4 | 3.9 | 2 | 115 | FMHP-551521 | 93525104 | Y | R3
no cord, will have to move the wetend rotation to R3 | 02115000-1010 | 03115452-2300 | PUMP,FMHP,R3,2.0MBHP,115V,60HZ,2SPD,S/C,60"4P | 1.5 | 108 | 91693651 | 13.3 | 14.4 | 3.9 | 2 | 115 | FMHP-551521 | 93525104 | Y | R3
no cord, will have to move the wetend rotation to R3 | 02115000-1010 | 03115452-5300 | PUMP,FMHP,R3,2.0MBHP,115V,60HZ,2SPD,S/C,60"4P | 1.5 | 110 | 91693651 | 12.7 | 13.6 | 5.0 | 2 | 115 | FMHP-551521 | 93513100 | Y | R3
no cord | 02115005-1010 | 03115474-2110 | PUMP,FMHP,R0,2.0MBHP,230V,60HZ,2SPD,S/C,79"4P | 1.5 | 107 | 91693651 | 14 | 7.5 | 2.0 | 2 | 230 | FMHP-551522 | 93525143 | Y | R0
no cord | 02115005-1010 | 03115474-2310 | PUMP,FMHP,R0,2.0MBHP,230V,60HZ,2SPD,S/C,79"4P | 1.5 | 107 | 91693651 | 14 | 7.5 | 2.0 | 2 | 230 | FMHP-551522 | 93525143 | Y | R0
no cord | 02115000-1010 | 03115484-2010 | PUMP,FMHP,R0,2.0MBHP,115V,60HZ,2SPD,S/C,60"4P | 1.5 | 108 | 91693651 | 13.3 | 14.4 | 3.9 | 2 | 115 | FMHP-551521 | 93525104 | Y | R0
no cord | 02115000-1010 | 03115484-2110 | PUMP,FMHP,R0,2.0MBHP,115V,60HZ,2SPD,S/C,60"4P | 1.5 | 108 | 91693651 | 13.3 | 14.4 | 3.9 | 2 | 115 | FMHP-551521 | 93525104 | Y | R0
no cord | 02115000-1010 | 03115484-2310 | PUMP,FMHP,R0,2.0MBHP,115V,60HZ,2SPD,S/C,60"4P | 1.5 | 108 | 91693651 | 13.3 | 14.4 | 3.9 | 2 | 115 | FMHP-551521 | 93525104 | Y | R0
no cord | 02115005-1010 | 03115485-2110 | PUMP,FMHP,R0,2.0MBHP,230V,60HZ,2SPD,S/C,60"4P | 1.5 | 107 | 91693651 | 14 | 7.5 | 2.0 | 2 | 230 | FMHP-551522 | 93525143 | Y | R0
no cord | 02115005-1010 | 03115485-2310 | PUMP,FMHP,R0,2.0MBHP,230V,60HZ,2SPD,S/C,60"4P | 1.5 | 107 | 91693651 | 14 | 7.5 | 2.0 | 2 | 230 | FMHP-551522 | 93525143 | Y | R0
| 02115000-1010 | 03115500-2000 | PUMP,FMHP,R0,2.0MBHP,115V,60HZ,2SPD,S/C | 1.5 | 108 | 91693651 | 13.3 | 14.4 | 3.9 | 2 | 115 | FMHP-551521 | 93525104 | N | R0
| 02115000-1010 | 03115500-2010 | PUMP,FMHP,R0,2.0MBHP,115V,60HZ,2SPD,S/C | 1.5 | 108 | 91693651 | 13.3 | 14.4 | 3.9 | 2 | 115 | FMHP-551521 | 93525104 | N | R0
no cord, will have to move the wetend rotation to R3 | 02115000-1010 | 03115509-2300 | PUMP,FMHP,R3,2.0MBHP,115V,60HZ,2SPD,S/C,36"4P | 1.5 | 108 | 91693651 | 13.3 | 14.4 | 3.9 | 2 | 115 | FMHP-551521 | 93525104 | Y | R3
no cord | 02115005-1010 | 03115510-2000 | PUMP,FMHP,R0,2.0MBHP,230V,60HZ,2SPD,S/C,36"4P | 1.5 | 107 | 91693651 | 14 | 7.5 | 2.0 | 2 | 230 | FMHP-551522 | 93525143 | Y | R0
no cord | 02115005-1010 | 03115510-2010 | PUMP,FMHP,R0,2.0MBHP,230V,60HZ,2SPD,S/C,36"4P | 1.5 | 107 | 91693651 | 14 | 7.5 | 2.0 | 2 | 230 | FMHP-551522 | 93525143 | Y | R0
no cord | 02115005-1010 | 03115510-2130 | PUMP,FMHP,R0,2.0MBHP,230V,60HZ,2SPD,S/C,36"4P | 1.5 | 107 | 91693651 | 14 | 7.5 | 2.0 | 2 | 230 | FMHP-551522 | 93525143 | Y | R0
no cord | 02115005-1010 | 03115510-2330 | PUMP,FMHP,R0,2.0MBHP,230V,60HZ,2SPD,S/C,36"4P | 1.5 | 107 | 91693651 | 14 | 7.5 | 2.0 | 2 | 230 | FMHP-551522 | 93525143 | Y | R0
| 02115005-1010 | 03115517-2000 | PUMP,FMHP,R0,2.0MBHP,230V,60HZ,2SPD,S/C | 1.5 | 107 | 91693651 | 14 | 7.5 | 2.0 | 2 | 230 | FMHP-551522 | 93525143 | N | R0
| 02115005-1010 | 03115517-2010 | PUMP,FMHP,R0,2.0MBHP,230V,60HZ,2SPD,S/C | 1.5 | 107 | 91693651 | 14 | 7.5 | 2.0 | 2 | 230 | FMHP-551522 | 93525143 | N | R0
| 02115005-1010 | 03115517-5010 | PUMP,FMHP,R0,2.0MBHP,230V,60HZ,2SPD,S/C | 1.5 | 110 | 91693651 | 12.8 | 6.8 | 2.3 | 2 | 230 | FMHP-551522 | 93513300 | N | R0
no cord | 02115000-1010 | 03115519-2110 | PUMP,FMHP,R0,2.0MBHP,115V,60HZ,2SPD,S/C,79"4P | 1.5 | 108 | 91693651 | 13.3 | 14.4 | 3.9 | 2 | 115 | FMHP-551521 | 93525104 | Y | R0
no cord | 02115000-1010 | 03115519-2310 | PUMP,FMHP,R0,2.0MBHP,115V,60HZ,2SPD,S/C,79"4P | 1.5 | 108 | 91693651 | 13.3 | 14.4 | 3.9 | 2 | 115 | FMHP-551521 | 93525104 | Y | R0
no cord, will have to move the wetend rotation to R9 | 02115005-1010 | 03115533-1330 | PUMP,FMHP,R3,2.0MBHP,230V,60HZ,2SPD,D/C,36"4P | 1.5 | 110 | 91693651 | 13.7 | 8.0 | 2.6 | 2 | 230 | FMHP-551522 | 93495141 | Y | R3
no cord | 02115000-1010 | 03115597-1110 | PUMP,FMHP,R0,2.0MBHP,115V,60HZ,2SPD,D/C,79"4P | 1.5 | 107 | 91693651 | 13.5 | 13.8 | 4.0 | 2 | 115 | FMHP-551521 | 93495111 | Y | R0
no cord | 02115000-1010 | 03115597-1310 | PUMP,FMHP,R0,2.0MBHP,115V,60HZ,2SPD,D/C,79"4P | 1.5 | 107 | 91693651 | 13.5 | 13.8 | 4.0 | 2 | 115 | FMHP-551521 | 93495111 | Y | R0
no cord | 02115005-1010 | 03115606-1110 | PUMP,FMHP,R0,2.0MBHP,230V,60HZ,2SPD,D/C,79"4P | 1.5 | 110 | 91693651 | 13.7 | 8.0 | 2.6 | 2 | 230 | FMHP-551522 | 93495141 | Y | R0
no cord | 02115005-1010 | 03115606-1310 | PUMP,FMHP,R0,2.0MBHP,230V,60HZ,2SPD,D/C,79"4P | 1.5 | 110 | 91693651 | 13.7 | 8.0 | 2.6 | 2 | 230 | FMHP-551522 | 93495141 | Y | R0
no cord, will have to move the wetend rotation to R9 | 02115005-1010 | 03115767-2300 | PUMP,FMHP,R9,2.0MBHP,230V,60HZ,2SPD,S/C,120"4P,VITON,9&6 NPSC | 1.5 | 107 | 91693651 | 14 | 7.5 | 2.0 | 2 | 230 | FMHP-551522 | 93525143 | Y | R9
no cord, will have to move the wetend rotation to R9 | 02115005-1010 | 03115767-2310 | PUMP,FMHP,R9,2.0MBHP,230V,60HZ,2SPD,S/C,120"4P,VITON,9&6NPSC | 1.5 | 107 | 91693651 | 14 | 7.5 | 2.0 | 2 | 230 | FMHP-551522 | 93525143 | Y | R9
no cord, will have to move the wetend rotation to R9 | 02115005-1010 | 03115767-5310 | PUMP,FMHP,R9,2.0MBHP,230V,60HZ,2SPD,S/C,120"4P,VITON,9&6NPSC | 1.5 | 110 | 91693651 | 12.8 | 6.8 | 2.3 | 2 | 230 | FMHP-551522 | 93513300 | Y | R9
no cord, will have to move the wetend rotation to R9 | 02115005-1010 | 03115881-1010 | PUMP,FMHP,R9,2.0MBHP,230V,60HZ,2SPD,D/C,60"4P | 1.5 | 110 | 91693651 | 13.7 | 8.0 | 2.6 | 2 | 230 | FMHP-551522 | 93495141 | Y | R9
no cord | 02115005-1010 | 03115882-1110 | PUMP,FMHP,R0,2.0MBHP,230V,60HZ,2SPD,D/C,79"4P | 1.5 | 110 | 91693651 | 13.7 | 8.0 | 2.6 | 2 | 230 | FMHP-551522 | 93495141 | Y | R0
no cord | 02115005-1010 | 03115882-1310 | PUMP,FMHP,R0,2.0MBHP,230V,60HZ,2SPD,D/C,79"4P | 1.5 | 110 | 91693651 | 13.7 | 8.0 | 2.6 | 2 | 230 | FMHP-551522 | 93495141 | Y | R0
no cord, will have to move the wetend rotation to R3 | 02115000-1010 | 03115885-1300 | PUMP,FMHP,R3,2.0MBHP,115V,60HZ,2SPD,D/C,60"4P | 1.5 | 107 | 91693651 | 13.5 | 13.8 | 4.0 | 2 | 115 | FMHP-551521 | 93495111 | Y | R3
no cord | 02120000-1010 | 03120080-1010 | PUMP,FMHP,R0,3.6MBHP,230V,60HZ,2SPD,D/C,60"4P | 2.0 | 113 | 91693700 | 18 | 8.5 | 2.8 | 2 | 230 | FMHP-552022 | 93496103 | Y | R0
no cord | 02120000-1010 | 03120080-1020 | PUMP,FMHP,R0,3.6MBHP,230V,60HZ,2SPD,D/C,60"4P | 2.0 | 113 | 91693700 | 18 | 8.5 | 2.8 | 2 | 230 | FMHP-552022 | 93496103 | Y | R0
no cord | 02120000-1010 | 03120080-1110 | PUMP,FMHP,R0,3.6MBHP,230V,60HZ,2SPD,D/C,60"4P | 2.0 | 113 | 91693700 | 18 | 8.5 | 2.8 | 2 | 230 | FMHP-552022 | 93496103 | Y | R0
no cord | 02120000-1010 | 03120080-1120 | PUMP,FMHP,R0,3.6MBHP,230V,60HZ,2SPD,D/C,60"4P | 2.0 | 113 | 91693700 | 18 | 8.5 | 2.8 | 2 | 230 | FMHP-552022 | 93496103 | Y | R0
no cord | 02120000-1010 | 03120080-1310 | PUMP,FMHP,R0,3.6MBHP,230V,60HZ,2SPD,D/C,60"4P | 2.0 | 113 | 91693700 | 18 | 8.5 | 2.8 | 2 | 230 | FMHP-552022 | 93496103 | Y | R0
no cord | 02120000-1010 | 03120080-1320 | PUMP,FMHP,R0,3.6MBHP,230V,60HZ,2SPD,D/C,60"4P | 2.0 | 113 | 91693700 | 18 | 8.5 | 2.8 | 2 | 230 | FMHP-552022 | 93496103 | Y | R0
no cord, will have to move the wetend rotation to R9 | 02120000-1010 | 03120145-1020 | PUMP,FMHP,R9,3.6MBHP,230V,60HZ,2SPD,D/C,79"4P | 2.0 | 113 | 91693700 | 18 | 8.5 | 2.8 | 2 | 230 | FMHP-552022 | 93496103 | Y | R9
will have to move the wetend rotation to R3 | 02120000-1010 | 03120203-1000 | PUMP,FMHP,R3,3.6MBHP,230V,60HZ,2SPD,D/C | 2.0 | 113 | 91693700 | 18 | 8.5 | 2.8 | 2 | 230 | FMHP-552022 | 93496103 | N | R3
will have to move the wetend rotation to R3 | 02120000-1010 | 03120203-1010 | PUMP,FMHP,R3,3.6MBHP,230V,60HZ,2SPD,D/C | 2.0 | 113 | 91693700 | 18 | 8.5 | 2.8 | 2 | 230 | FMHP-552022 | 93496103 | N | R3
will have to move the wetend rotation to R3 | 02120000-1010 | 03120203-1030 | PUMP,FMHP,R3,3.6MBHP,230V,60HZ,2SPD,D/C | 2.0 | 113 | 91693700 | 18 | 8.5 | 2.8 | 2 | 230 | FMHP-552022 | 93496103 | N | R3
no cord, will have to move the wetend rotation to R3 | 02120000-1010 | 03120287-1300 | PUMP,FMHP,R3,3.6MBHP,230V,60HZ,2SPD,D/C,60"4P | 2.0 | 113 | 91693700 | 18 | 8.5 | 2.8 | 2 | 230 | FMHP-552022 | 93496103 | Y | R3
will have to move the wetend rotation to R3 | 02120000-1010 | 03120339-2300 | PUMP,FMHP,R3,3.6MBHP,230V,60HZ,2SPD,S/C,36"4P,9NPT,HSD | 2.0 | 118 | 91693700 | 16.5 | 8.6 | 3.1 | 2 | 230 | FMHP-552022 | 93526106 | Y | R3
no cord | 02120000-1010 | 03120351-1000 | PUMP,FMHP,R0,3.6MBHP,230V,60HZ,2SPD,D/C,PDC | 2.0 | 113 | 91693700 | 18 | 8.5 | 2.8 | 2 | 230 | FMHP-552022 | 93496103 | N | R0
no cord | 02120000-1010 | 03120351-1010 | PUMP,FMHP,R0,3.6MBHP,230V,60HZ,2SPD,D/C,PDC | 2.0 | 113 | 91693700 | 18 | 8.5 | 2.8 | 2 | 230 | FMHP-552022 | 93496103 | N | R0
no cord | 02120000-1010 | 03120351-2000 | PUMP,FMHP,R0,3.6MBHP,230V,60HZ,2SPD,S/C,PDC | 2.0 | 118 | 91693700 | 16.5 | 8.6 | 3.1 | 2 | 230 | FMHP-552022 | 93526106 | N | R0
no cord | 02120000-1010 | 03120351-2100 | PUMP,FMHP,R0,3.6MBHP,230V,60HZ,2SPD,S/C,PDC | 2.0 | 118 | 91693700 | 16.5 | 8.6 | 3.1 | 2 | 230 | FMHP-552022 | 93526106 | N | R0
no cord | 02120000-1010 | 03120351-2300 | PUMP,FMHP,R0,3.6MBHP,230V,60HZ,2SPD,S/C,PDC | 2.0 | 118 | 91693700 | 16.5 | 8.6 | 3.1 | 2 | 230 | FMHP-552022 | 93526106 | N | R0
| 02120000-1010 | 03120361-1000 | PUMP,FMHP,R0,3.6MBHP,230V,60HZ,2SPD,D/C | 2.0 | 113 | 91693700 | 18 | 8.5 | 2.8 | 2 | 230 | FMHP-552022 | 93496103 | N | R0
| 02120000-1010 | 03120361-1010 | PUMP,FMHP,R0,3.6MBHP,230V,60HZ,2SPD,D/C | 2.0 | 113 | 91693700 | 18 | 8.5 | 2.8 | 2 | 230 | FMHP-552022 | 93496103 | N | R0
no cord, will have to move the wetend rotation to R9 | 02120000-1010 | 03120467-2020 | PUMP,FMHP,R9,3.6MBHP,230V,60HZ,2SPD,S/C,79"4P | 2.0 | 118 | 91693700 | 16.5 | 8.6 | 3.1 | 2 | 230 | FMHP-552022 | 93526106 | Y | R9
no cord, will have to move the wetend rotation to R9 | 02120000-1010 | 03120467-2320 | PUMP,FMHP,R9,3.6MBHP,230V,60HZ,2SPD,S/C,79"4P | 2.0 | 118 | 91693700 | 16.5 | 8.6 | 3.1 | 2 | 230 | FMHP-552022 | 93526106 | Y | R9
| 02120000-1010 | 03120500-2000 | PUMP,FMHP,R0,3.6MBHP,230V,60HZ,2SPD,S/C | 2.0 | 118 | 91693700 | 16.5 | 8.6 | 3.1 | 2 | 230 | FMHP-552022 | 93526106 | N | R0
| 02120000-1010 | 03120500-2010 | PUMP,FMHP,R0,3.6MBHP,230V,60HZ,2SPD,S/C | 2.0 | 118 | 91693700 | 16.5 | 8.6 | 3.1 | 2 | 230 | FMHP-552022 | 93526106 | N | R0
| 02120000-1010 | 03120500-2020 | PUMP,FMHP,R0,3.6MBHP,230V,60HZ,2SPD,S/C | 2.0 | 118 | 91693700 | 16.5 | 8.6 | 3.1 | 2 | 230 | FMHP-552022 | 93526106 | N | R0
| 02120000-1010 | 03120500-2030 | PUMP,FMHP,R0,3.6MBHP,230V,60HZ,2SPD,S/C | 2.0 | 118 | 91693700 | 16.5 | 8.6 | 3.1 | 2 | 230 | FMHP-552022 | 93526106 | N | R0
no cord, will have to move to R3 | 02120000-1010 | 03120509-2300 | PUMP,FMHP,R3,3.6MBHP,230V,60HZ,2SPD,S/C,36"4P | 2.0 | 118 | 91693700 | 16.5 | 8.6 | 3.1 | 2 | 230 | FMHP-552022 | 93526106 | Y | R3
will have to move the wetend rotation to R3 | 02120000-1010 | 03120512-2030 | PUMP,FMHP,R3,3.6MBHP,230V,60HZ,2SPD,S/C | 2.0 | 118 | 91693700 | 16.5 | 8.6 | 3.1 | 2 | 230 | FMHP-552022 | 93526106 | N | R3
will have to move the wetend rotation to R3 | 02120000-1010 | 03120512-2330 | PUMP,FMHP,R3,3.6MBHP,230V,60HZ,2SPD,S/C | 2.0 | 118 | 91693700 | 16.5 | 8.6 | 3.1 | 2 | 230 | FMHP-552022 | 93526106 | N | R3
will have to move the wetend rotation to R9 | 02120000-1010 | 03120514-2000 | PUMP,FMHP,R9,3.6MBHP,230V,60HZ,2SPD,S/C | 2.0 | 118 | 91693700 | 16.5 | 8.6 | 3.1 | 2 | 230 | FMHP-552022 | 93526106 | N | R9
no cord, will have to move the wetend rotation to R3 | 02120000-1010 | 03120533-1300 | PUMP,FMHP,R3,3.6MBHP,230V,60HZ,2SPD,D/C,36"4P,VITON | 2.0 | 113 | 91693700 | 18 | 8.5 | 2.8 | 2 | 230 | FMHP-552022 | 93496103 | Y | R3
no cord | 02120000-1010 | 03120569-1110 | PUMP,FMHP,R0,3.6MBHP,230V,60HZ,2SPD,D/C,48"MINI | 2.0 | 113 | 91693700 | 18 | 8.5 | 2.8 | 2 | 230 | FMHP-552022 | 93496103 | Y | R0
no cord | 02120000-1010 | 03120569-1310 | PUMP,FMHP,R0,3.6MBHP,230V,60HZ,2SPD,D/C,48"MINI | 2.0 | 113 | 91693700 | 18 | 8.5 | 2.8 | 2 | 230 | FMHP-552022 | 93496103 | Y | R0
no cord | 02120000-1010 | 03120621-2000 | PUMP,FMHP,R0,3.6MBHP,230V,60HZ,2SPD,S/C,36"4P | 2.0 | 118 | 91693700 | 16.5 | 8.6 | 3.1 | 2 | 230 | FMHP-552022 | 93526106 | Y | R0
no cord | 02120000-1010 | 03120621-2020 | PUMP,FMHP,R0,3.6MBHP,230V,60HZ,2SPD,S/C,36"4P | 2.0 | 118 | 91693700 | 16.5 | 8.6 | 3.1 | 2 | 230 | FMHP-552022 | 93526106 | Y | R0
no cord | 02120000-1010 | 03120621-2320 | PUMP,FMHP,R0,3.6MBHP,230V,60HZ,2SPD,S/C,36"4P | 2.0 | 118 | 91693700 | 16.5 | 8.6 | 3.1 | 2 | 230 | FMHP-552022 | 93526106 | Y | R0
no cord | 02120000-1010 | 03120772-1010 | PUMP,FMHP,R0,3.6MBHP,230V,60HZ,2SPD,S/C,48"RED,MINI | 2.0 | 113 | 91693700 | 18 | 8.5 | 2.8 | 2 | 230 | FMHP-552022 | 93496103 | Y | R0
no cord, will have to move the wetend rotation to R9 | 02120000-1010 | 03120839-1320 | PUMP,FMHP,R9,3.6MBHP,230V,60HZ,2SPD,D/C,79"4P | 2.0 | 113 | 91693700 | 18 | 8.5 | 2.8 | 2 | 230 | FMHP-552022 | 93496103 | Y | R9
no cord | 02120000-1010 | 03121000-2310 | PUMP,FMHP,R0,3.0MBHP,230V,60HZ,2SPD,S/C,120"4P,VITON | 2.0 | 118 | 91693700 | 16.5 | 8.6 | 3.1 | 2 | 230 | FMHP-552022 | 93526106 | Y | R0
no cord, will have to move the wetend rotation to R3 | 02120000-1010 | 03121212-1300 | PUMP,FMHP,R3,3.6MBHP,230V,60HZ,2SPD,D/C,36"4P,VITON | 2.0 | 113 | 91693700 | 18 | 8.5 | 2.8 | 2 | 230 | FMHP-552022 | 93496103 | Y | R3
| 02120000-1010 | 03121500-5010 | PUMP,FMHP,R0,3.6MBHP,230V,60HZ,2SPD,S/C | 2.0 | 120 | 91693700 | 16.8 | 8.2 | 2.8 | 2 | 230 | FMHP-552022 | 93515300 | N | R0
no cord, will have to move the wetend rotation to R9 | 02120000-1010 | 03121762-2300 | PUMP,FMHP,R9,3.0MBHP,230V,60HZ,2SPD,S/C,120"4P,VITON,9&6 NPSC | 2.0 | 118 | 91693700 | 16.5 | 8.6 | 3.1 | 2 | 230 | FMHP-552022 | 93526106 | Y | R9
no cord, will have to move the wetend rotation to R9 | 02120000-1010 | 03121762-2310 | PUMP,FMHP,R9,3.0MBHP,230V,60HZ,2SPD,S/C,120"4P,VITON,9&6NPSC | 2.0 | 118 | 91693700 | 16.5 | 8.6 | 3.1 | 2 | 230 | FMHP-552022 | 93526106 | Y | R9
no cord, will have to move the wetend rotation to R9 | 02120000-1010 | 03121762-5310 | PUMP,FMHP,R9,3.0MBHP,230V,60HZ,2SPD,S/C,120"4P,VITON,9&6NPSC | 2.0 | 120 | 91693700 | 16.8 | 8.2 | 2.8 | 2 | 230 | FMHP-552022 | 93515300 | Y | R9
no cord, will have to move the wetend rotation to R9 | 02120000-1010 | 03121767-2310 | PUMP,FMHP,R9,3.6MBHP,230V,60HZ,2SPD,S/C,120"4P,VITON | 2.0 | 118 | 91693700 | 16.5 | 8.6 | 3.1 | 2 | 230 | FMHP-552022 | 93526106 | Y | R9
no cord | 02120000-1010 | 03221374-2310 | PUMP,FMHP,R0,4.0MBHP,230V,60HZ,2SPD,S/C,48"4P,VITON | 2.0 | 126 | 91693700 | 16 | 8.6 | 2.6 | 2 | 230 | FMHP-552022 | 93526114 | Y | R0

## CMHP
COMMENTS | REPLACEMENT | PART NBR TO REPLACE | DESCRIPTION | PUMP HP | HI FLOW | PUMP IMPELLER | HI PRES | HI AMP | PUMP SPD | PUMP VOLT | MODEL NBR | PUMP MOTOR | CORD Y or N
| 02093000-2010 | 02093000-2010 | PUMP,CMHP,R0,1/15HP CONT.,115V,60HZ,1SPD,S/C | 1/15 | 48.6 | 91693601 | .97 | 1.4 | 1 | 115 | CMHP-550111 | 93529302 | N
replacement will be 1/15HP | 02093000-2010 | 02093000-3010 | PUMP,CMHP,R0,1/10HP CONT.,115V,60HZ,1SPD,S/C | 1/10 | 40 | 91693601 | 2.8 | 1.3 | 1 | 115 | CMHP-550111 | 93530000 | N
| 02093001-2010 | 02093001-2010 | PUMP,CMHP,R0,1/15HP CONT.,230V,60HZ,1SPD,S/C | 1/15 | 40 | 91693601 | 1.0 | 0.6 | 1 | 230 | CMHP-550112 | 93529303 | N
| 02093001-2010 | 02093001-2510 | PUMP,CMHP,R0,1/15HP CONT.,230V,60HZ,1SPD,S/C | 1/15 | 40 | 91693601 | 1.0 | 0.6 | 1 | 230 | CMHP-550112 | 93529303 | N
no cord | 02093001-2010 | 02093002-2510 | PUMP,CMHP,R0,1/15HP CONT.,230V,60HZ,1SPD,S/C,48"HQMINI | 1/15 | 40 | 91693601 | 1.0 | 0.6 | 1 | 230 | CMHP-550112 | 93529303 | Y
no cord | 02093001-2010 | 02093003-2010 | PUMP,CMHP,R0,1/15HP CONT.,230V,60HZ,1SPD,S/C,60"4P | 1/15 | 40 | 91693601 | 1.0 | 0.6 | 1 | 230 | CMHP-550112 | 93529303 | Y
no cord | 02093001-2010 | 02093003-2510 | PUMP,CMHP,R0,1/15HP CONT.,230V,60HZ,1SPD,S/C,60"4P | 1/15 | 40 | 91693601 | 1.0 | 0.6 | 1 | 230 | CMHP-550112 | 93529303 | Y
no cord | 02093001-2010 | 02093004-2510 | PUMP,CMHP,R0,1/15HP CONT.,230V,60HZ,1SPD,S/C,48"4P | 1/15 | 40 | 91693601 | 1.0 | 0.6 | 1 | 230 | CMHP-550112 | 93529303 | Y
no cord, will have to move the wetend rotation to R9 | 02093000-2010 | 02093005-2510 | PUMP,CMHP,R9,1/15HP CONT.,115V,60HZ,1SPD,S/C,60"4P | 1/15 | 48.6 | 91693601 | .97 | 1.4 | 1 | 115 | CMHP-550111 | 93529302 | Y
no cord | 02093001-2010 | 02093006-2010 | PUMP,CMHP,R0,1/15HP CONT.,230V,60HZ,1SPD,S/C,60"4P,HI-FLO,9NPT | 1/15 | 40 | 91693655 | 2.1 | .64 | 1 | 230 | CMHP-550112 | 93529303 | Y
no cord | 02093001-2010 | 02093007-2000 | PUMP,CMHP,R0,1/15HP CONT.,230V,60HZ,1SPD,S/C,48"4P,HI-FLO,HUSH PUMP,NPT @6 | 1/15 | 40 | 91693655 | 2.1 | .64 | 1 | 230 | CMHP-550112 | 93529303 | Y
no cord | 02093001-2010 | 02093007-2500 | PUMP,CMHP,R0,1/15HP CONT.,230V,60HZ,1SPD,S/C,48"4P,HI-FLO,HUSH PUMP,NPT @6 | 1/15 | 40 | 91693655 | 2.1 | .64 | 1 | 230 | CMHP-550112 | 93529303 | Y
no cord | 02093001-2010 | 02093007-3500 | PUMP,CMHP,R0,1/15HP CONT ., 230V,60HZ,1SPD,S/C,48"4P,HI-FLO,HUSH PUMP,NPT @ 6 | 1/15 | 45 | 91693655 | 2.1 | .7 | 1 | 230 | CMHP-550112 | 93530200 | Y
| 02093000-2010 | 02093009-2500 | PUMP,CMHP,R0,1/15HP CONT.,115V,60HZ,1SPD,S/C,HI-FLO | 1/15 | 45 | 91693655 | 2.0 | 1.4 | 1 | 115 | CMHP-550111 | 93529302 | N
no cord | 02093000-2010 | 02093370-2010 | PUMP,CMHP,R0,1/15HP CONT.,115V,60HZ,1SPD,S/C,36"NEMA,VITON | 1/15 | 45 | 91693655 | 2.0 | 1.4 | 1 | 115 | CMHP-550111 | 93529302 | Y
no cord, replacement will be 1/15HP | 02093000-2010 | 02093370-3010 | PUMP,CMHP,R0,1/10HP CONT.,115V,60HZ,1SPD,S/C,36"NEMA,VITON | 1/10 | 42 | 91693655 | 2.6 | 1.6 | 1 | 115 | CMHP-550111 | 93530000 | Y
no cord | 02093001-2010 | 02093400-2000 | PUMP,CMHP,R0,1/15HP,230V,60HZ,1SPD,S/C,60"3P,HI-FLO | 1/15 | 40 | 91693655 | 2.1 | .64 | 1 | 230 | CMHP-550112 | 93529303 | Y
no cord | 02093001-2010 | 02093400-2010 | PUMP,CMHP,R0,1/15HP,230V,60HZ,1SPD,S/C,60"3P,HI-FLO | 1/15 | 40 | 91693655 | 2.1 | .64 | 1 | 230 | CMHP-550112 | 93529303 | Y
no cord | 02093001-2010 | 02093400-2310 | PUMP,CMHP,R0,1/15HP CONT.,230V,60HZ,1SPD,S/C,60"3P,HI-FLO | 1/15 | 40 | 91693655 | 2.1 | .64 | 1 | 230 | CMHP-550112 | 93529303 | Y
no cord | 02093001-2010 | 02093400-2510 | PUMP,CMHP,R0,1/15HP CONT.,230V,60HZ,1SPD,S/C,60"3P,HI-FLO | 1/15 | 40 | 91693655 | 2.1 | .64 | 1 | 230 | CMHP-550112 | 93529303 | Y
no cord, will have to move the wetend rotation to R9 | 02093001-2010 | 02093448-2010 | *ENG*PUMP,CMHP,R9,1/15HP CONT.,230V,60HZ,1SPD,S/C,48"MINI | 1/15 |  | 91693551 |  |  | 1 | 230 | CMHP-550112 | 93529301 | Y
no cord | 02093000-2010 | 02093460-2010 | PUMP,CMHP,R0,1/15HP CONT.,115V,60HZ,1SPD,S/C,60"4P,HI-FLO | 1/15 | 45 | 91693655 | 2.0 | 1.4 | 1 | 115 | CMHP-550111 | 93529302 | Y
no cord | 02093000-2010 | 02093460-2100 | PUMP,CMHP,R0,1/15HP CONT.,115V,60HZ,1SPD,S/C,60"4P,HI-FLO | 1/15 | 45 | 91693655 | 2.0 | 1.4 | 1 | 115 | CMHP-550111 | 93529302 | Y
no cord | 02093000-2010 | 02093460-2110 | *OBS*PUMP,CMHP,R0,1/15HP CONT.,115V,60HZ,1SPD,S/C,60"4P,HI-FLO | 1/15 | 48.6 | 91693601 | .97 | 1.4 | 1 | 115 | CMHP-550111 | 93529302 | Y
no cord | 02093000-2010 | 02093460-2180 | *OBS*PUMP,CMHP,R0,1/15HP CONT.,115V,60HZ,1SPD,S/C,60"4P,HI-FLO | 1/15 | 48.6 | 91693601 | .97 | 1.4 | 1 | 115 | CMHP-550111 | 93529302 | Y
no cord | 02093000-2010 | 02093460-2500 | PUMP,CMHP,R0,1/15HP CONT.,115V,60HZ,1SPD,S/C,60"4P,HI-FLO | 1/15 | 45 | 91693655 | 2.0 | 1.4 | 1 | 115 | CMHP-550111 | 93529302 | Y
no cord | 02093000-2010 | 02093460-2510 | PUMP,CMHP,R0,1/15HP CONT.,115V,60HZ,1SPD,S/C,60"4P,HI-FLO | 1/15 | 45 | 91693655 | 2.0 | 1.4 | 1 | 115 | CMHP-550111 | 93529302 | Y
no cord | 02093000-2010 | 02093460-2580 | PUMP,CMHP,R0,1/15HP CONT.,115V,60HZ,1SPD,S/C,60"4P,HI-FLO | 1/15 | 45 | 91693655 | 2.0 | 1.4 | 1 | 115 | CMHP-550111 | 93529302 | Y
no cord, replacement will be 1/15HP | 02093000-2010 | 02093460-3510 | PUMP,CMHP,R0,1/10HP CONT.,115V,60HZ,1SPD,S/C,60"4P,HI-FLO | 1/10 | 42 | 91693655 | 2.6 | 1.6 | 1 | 115 | CMHP-550111 | 93530000 | Y
no cord | 02093001-2010 | 02093466-2000 | *ENG*PUMP,CMHP,R0,1/15HP CONT.,230V,60HZ,1SPD,S/C,60"3P,HI-FLO | 1/15 |  | 91693551 |  |  | 1 | 230 | CMHP-550112 | 93529301 | Y
no cord | 02093001-2010 | 02093492-2000 | *ENG*PUMP,CMHP,R0,1/15HP,230V,60HZ,1SPD,S/C,36"4P,HI-FLO | 1/15 |  | 91693551 |  |  | 1 | 230 | CMHP-550112 | 93529301 | Y
no cord | 02093001-2010 | 02093492-2010 | *ENG*PUMP,CMHP,R0,1/15HP CONT.,230V,60HZ,1SPD,S/C,36"4P,HI-FLO | 1/15 |  | 91693551 |  |  | 1 | 230 | CMHP-550112 | 93529301 | Y
no cord, trap n/a anymore | 02093000-2010 | 02093627-2010 | PUMP,CMHP,R0,1/15HP CONT.,115V,60HZ,1SPD,S/C,36"NEMA,LIM KOI | 1/15 | 45 | 91693655 | 2.0 | 1.4 | 1 | 115 | KOI-550111 | 93529302 | Y
no cord, trap n/a anymore | 02093000-2010 | 02093627-2110 | *OBS*PUMP,CMHP,R0,1/15HP CONT.,115V,60HZ,1SPD,S/C,36"NEMA,LIM KOI | 1/15 | 48.6 | 91693601 | .97 | 1.4 | 1 | 115 | CMHP-550111 | 93529302 | Y
no cord, trap n/a anymore | 02093000-2010 | 02093627-2510 | PUMP,CMHP,R0,1/15HP CONT.,115V,60HZ,1SPD,S/C,36"NEMA,LIM KOI | 1/15 | 45 | 91693655 | 2.0 | 1.4 | 1 | 115 | CMHP-550111 | 93529302 | Y
no cord, replacement will be 1/15HP, trap n/a anymore | 02093000-2010 | 02093627-3010 | PUMP,CMHP,R0,1/10HP CONT.,115V,60HZ,1SPD,S/C,36"NEMA,LIM KOI | 1/10 | 42 | 91693655 | 2.6 | 1.6 | 1 | 115 | CMHP-550111 | 93530000 | Y
no cord, trap n/a anymore | 02093000-2010 | 02093628-2010 | PUMP,CMHP,R0,1/15HP CONT.,115V,60HZ,1SPD,S/C,36"NEMA,VITON,LIM KOI | 1/15 | 45 | 91693655 | 2.0 | 1.4 | 1 | 115 | KOI-550111 | 93529302 | Y
no cord, replacement will be 1/15HP, trap n/a anymore | 02093000-2010 | 02093628-3010 | PUMP,CMHP,R0,1/10HP CONT.,115V,60HZ,1SPD,S/C,36"NEMA,VITON,LIM KOI | 1/10 | 42 | 91693655 | 2.6 | 1.6 | 1 | 115 | CMHP-550111 | 93530000 | Y
| 02093001-2010 | 02093634-2010 | PUMP,CMHP,R0,1/15HP CONT.,230V,60HZ,1SPD,S/C,HI-FLO,9NPT | 1/15 | 40 | 91693655 | 2.1 | .64 | 1 | 230 | CMHP-550112 | 93529303 | N
| 02093001-2010 | 02093634-2510 | PUMP,CMHP,R0,1/15HP CONT.,230V,60HZ,1SPD,S/C,HI-FLO,9NPT | 1/15 | 40 | 91693655 | 2.1 | .64 | 1 | 230 | CMHP-550112 | 93529303 | N
no cord | 02093000-2010 | 02093635-2000 | PUMP,CMHP,R0,1/15HP CONT.,115V,60HZ,1SPD,S/C,36"4P,HI-FLO | 1/15 | 45 | 91693655 | 2.0 | 1.4 | 1 | 115 | CMHP-550111 | 93529302 | Y
no cord | 02093000-2010 | 02093635-2010 | PUMP,CMHP,R0,1/15HP CONT.,115V,60HZ,1SPD,S/C,36"4P,HI-FLO | 1/15 | 45 | 91693655 | 2.0 | 1.4 | 1 | 115 | CMHP-550111 | 93529302 | Y
no cord | 02093000-2010 | 02093635-2100 | *OBS*PUMP,CMHP,R0,1/15HP CONT.,115V,60HZ,1SPD,36"4P, HI-FLO | 1/15 | 48.6 | 91693601 | .97 | 1.4 | 1 | 115 | CMHP-550111 | 93529302 | Y
no cord | 02093000-2010 | 02093635-2110 | *OBS*PUMP,CMHP,R0,1/15HP CONT.,115V,60HZ,1SPD,S/C,36"4P,HI-FLO | 1/15 | 48.6 | 91693601 | .97 | 1.4 | 1 | 115 | CMHP-550111 | 93529302 | Y
no cord | 02093000-2010 | 02093635-2500 | PUMP,CMHP,R0,1/15HP CONT.,115V,60HZ,1SPD,36"4P, HI-FLO | 1/15 | 45 | 91693655 | 2.0 | 1.4 | 1 | 115 | CMHP-550111 | 93529302 | Y
no cord | 02093000-2010 | 02093635-2510 | PUMP,CMHP,R0,1/15HP CONT.,115V,60HZ,1SPD,S/C,36"4P,HI-FLO | 1/15 | 45 | 91693655 | 2.0 | 1.4 | 1 | 115 | CMHP-550111 | 93529302 | Y
no cord, replacement will be 1/15HP | 02093000-2010 | 02093635-3010 | PUMP,CMHP,R0,1/10HP CONT.,115V,60HZ,1SPD,S/C,36"4P,H-FLO | 1/10 | 42 | 91693655 | 2.6 | 1.6 | 1 | 115 | CMHP-550111 | 93530000 | Y
no cord, replacement will be 1/15HP | 02093000-2010 | 02093635-3510 | PUMP,CMHP,R0,1/10HP CONT.,115V,60HZ,1SPD,S/C,36"4P,HI-FLO | 1/10 | 42 | 91693655 | 2.6 | 1.6 | 1 | 115 | CMHP-550111 | 93530000 | Y
no cord | 02093000-2010 | 02093636-2010 | PUMP,CMHP,R0,1/15HP CONT.,115V,60HZ,1SPD,S/C,36"4P | 1/15 | 48.6 | 91693601 | .97 | 1.4 | 1 | 115 | CMHP-550111 | 93529302 | Y
no cord, will have to move the wetend rotation to R9 | 02093000-2010 | 02093637-2010 | PUMP,CMHP,R9,1/15HP CONT.,115V,60HZ,1SPD,S/C,36"4P,9&6NPSC | 1/15 | 48.6 | 91693601 | .97 | 1.4 | 1 | 115 | CMHP-550111 | 93529302 | Y
no cord, will have to move the wetend rotation to R9 | 02093000-2010 | 02093637-2510 | PUMP,CMHP,R9,1/15HP CONT.,115V,60HZ,1SPD,S/C,36"4P,9&6NPSC | 1/15 | 48.6 | 91693601 | .97 | 1.4 | 1 | 115 | CMHP-550111 | 93529302 | Y
| 02093001-2010 | 02093638-2010 | PUMP,CMHP,R0,1/15HP CONT.,230V,60HZ,1SPD,S/C,HI-FLO | 1/15 | 40 | 91693655 | 2.1 | .64 | 1 | 230 | CMHP-550112 | 93529303 | N
no cord | 02093001-2010 | 02093639-2000 | PUMP,CMHP,R0,1/15HP CONT.,230V,60HZ,1SPD,S/C,36"4P,HI-FLO | 1/15 | 40 | 91693655 | 2.1 | .64 | 1 | 230 | CMHP-550112 | 93529303 | Y
no cord | 02093001-2010 | 02093639-2010 | PUMP,CMHP,R0,1/15HP CONT.,230V,60HZ,1SPD,S/C,36"4P,BW-G | 1/15 | 40 | 91693655 | 2.1 | .64 | 1 | 230 | CMHP-550112 | 93529303 | Y
no cord | 02093001-2010 | 02093639-2300 | *OBS*PUMP,CMHP,R0,1/15HP CONT.,230V,60HZ,1SPD,S/C,36"4P.HI-FLO | 1/15 | 40 | 91693601 | 1.0 | 0.6 | 1 | 230 | CMHP-550112 | 93529303 | Y
no cord | 02093001-2010 | 02093639-2500 | PUMP,CMHP,R0,1/15HP CONT.,230V,60HZ,1SPD,S/C,36"4P,HI-FLO | 1/15 | 40 | 91693655 | 2.1 | .64 | 1 | 230 | CMHP-550112 | 93529303 | Y
no cord | 02093001-2010 | 02093639-2510 | PUMP,CMHP,R0,1/15HP CONT.,230V,60HZ,1SPD,S/C,36"4P,BW-G | 1/15 | 40 | 91693655 | 2.1 | .64 | 1 | 230 | CMHP-550112 | 93529303 | Y
no cord | 02093001-2010 | 02093639-3010 | PUMP,CMHP,R0,1/15HP CONT.,230V,60HZ,1SPD,S/C,36"4P,BW-G | 1/15 | 45 | 91693655 | 2.1 | .7 | 1 | 230 | CMHP-550112 | 93530200 | Y
no cord | 02093001-2010 | 02093639-3510 | PUMP,CMHP,R0,1/15HPCONT.,230V,60HZ,1SPD,S/C,36"4P,BW-G | 1/15 | 45 | 91693655 | 2.1 | .7 | 1 | 230 | CMHP-550112 | 93530200 | Y
| 02093001-2010 | 02093640-2000 | *ENG*PUMP,CMHP,R0,1/15HP CONT.,230V,60HZ,1SPD,S/C,C-UL,INDOOR ONLY,HI-FLO | 1/15 |  | 91693551 |  |  | 1 | 230 | CMHP-550112 | 93529301 | N
| 02093000-2010 | 02093641-2000 | PUMP,CMHP,R0,1/15HP CONT.,115V,60HZ,1SPD,S/C,C-UL,INDOOR ONLY,HI-FLO | 1/15 | 45 | 91693655 | 2.0 | 1.4 | 1 | 115 | CMHP-550111 | 93529302 | N
| 02093000-2010 | 02093641-2310 | PUMP,CMHP,R0,1/15HP CONT.,115V,60HZ,1SPD,S/C C-UL,INDOOR ONLY,HI-FLO | 1/15 | 45 | 91693655 | 2.0 | 1.4 | 1 | 115 | CMHP-550111 | 93529302 | N
| 02093000-2010 | 02093641-2500 | PUMP,CMHP,R0,1/15HP CONT.,115V,60HZ,1SPD,S/C C-UL,INDOOR ONLY,HI-FLO | 1/15 | 45 | 91693655 | 2.0 | 1.4 | 1 | 115 | CMHP-550111 | 93529302 | N
| 02093000-2010 | 02093641-2510 | PUMP,CMHP,R0,1/15HP CONT.,115V,60HZ,1SPD,S/C C-UL,INDOOR ONLY,HI-FLO | 1/15 | 45 | 91693655 | 2.0 | 1.4 | 1 | 115 | CMHP-550111 | 93529302 | N
no cord | 02093000-2010 | 02093642-2010 | PUMP,CMHP,R0,1/15HP CONT.,115V,60HZ,1SPD,S/C,36"NEMA,HI-FLO | 1/15 | 45 | 91693655 | 2.0 | 1.4 | 1 | 115 | CMHP-550111 | 93529302 | Y
no cord | 02093000-2010 | 02093642-2110 | *OBS*PUMP,CMHP,R0,1/15HP CONT.,115V,60HZ,1SPD,S/C,36"NEMA,HI-FLO | 1/15 | 48.6 | 91693601 | .97 | 1.4 | 1 | 115 | CMHP-550111 | 93529302 | Y
no cord | 02093000-2010 | 02093642-2510 | PUMP,CMHP,R0,1/15HP CONT.,115V,60HZ,1SPD,S/C,36"NEMA,HI-FLO | 1/15 | 45 | 91693655 | 2.0 | 1.4 | 1 | 115 | CMHP-550111 | 93529302 | Y
no cord, replacement will be 1/15HP | 02093000-2010 | 02093642-3010 | PUMP,CMHP,R0,1/10HP CONT.,115V,60HZ,1SPD,S/C,36"NEMA,HI-FLO | 1/10 | 42 | 91693655 | 2.6 | 1.6 | 1 | 115 | CMHP-550111 | 93530000 | Y
no cord, air switch n/a anymore | 02093000-2010 | 02093643-2010 | PUMP,CMHP,R0,1/15HP CONT.,115V,60HZ,1SPD,S/C,36"NEMA,HI-FLO,A/S | 1/15 | 45 | 91693655 | 2.0 | 1.4 | 1 | 115 | CMHP-550111 | 93529302 | Y
| 02093000-2010 | 02093644-2010 | PUMP,CMHP,R0,1/15HP CONT.,115V,60HZ,1SPD,S/C,HI-FLO | 1/15 | 45 | 91693655 | 2.0 | 1.4 | 1 | 115 | CMHP-550111 | 93529302 | N
| 02093000-2010 | 02093644-2510 | PUMP,CMHP,R0,1/15HP CONT.,115V,60HZ,1SPD,S/C,HI-FLO | 1/15 | 45 | 91693655 | 2.0 | 1.4 | 1 | 115 | CMHP-550111 | 93529302 | N
replacement will be 1/15HP | 02093000-2010 | 02093644-3010 | PUMP,CMHP,R0,1/10HP CONT.,115V,60HZ,1SPD,S/C,HI-FLO | 1/10 | 42 | 91693655 | 2.6 | 1.6 | 1 | 115 | CMHP-550111 | 93530000 | N
no cord | 02093000-2010 | 02093645-2010 | PUMP,CMHP,R0,1/15HP CONT.,115V,60HZ,1SPD,S/C,48"MINI,HI-FLO | 1/15 | 45 | 91693655 | 2.0 | 1.4 | 1 | 115 | CMHP-550111 | 93529302 | Y
no cord | 02093000-2010 | 02093645-2110 | *OBS*PUMP,CMHP,R0,1/15HP CONT.,115V,60HZ,1SPD,S/C,48"MINI,HI-FLO | 1/15 | 48.6 | 91693601 | .97 | 1.4 | 1 | 115 | CMHP-550111 | 93529302 | Y
no cord | 02093000-2010 | 02093645-2510 | PUMP,CMHP,R0,1/15HP CONT.,115V,60HZ,1SPD,S/C,48"MINI,HI-FLO | 1/15 | 45 | 91693655 | 2.0 | 1.4 | 1 | 115 | CMHP-550111 | 93529302 | Y
no cord | 02093000-2010 | 02093645-2580 | PUMP,CMHP,R0,1/15HP CONT.,115V,60HZ,1SPD,48"MINI,HI-FLO | 1/15 | 45 | 91693655 | 2.0 | 1.4 | 1 | 115 | CMHP-550111 | 93529302 | Y
no cord | 02093001-2010 | 02093645-3510 | PUMP,CMHP,R0,1/15HP CONT.,230V,60HZ,1SPD,S/C,48"MINI,HI-FLO | 1/15 | 45 | 91693655 | 2.1 | .7 | 1 | 230 | CMHP-550112 | 93530200 | Y
no cord | 02093001-2010 | 02093646-2510 | PUMP,CMHP,R0,1/15HP CONT.,230V,60HZ,1SPD,S/C,48" IN.LINK,HI-FLO | 1/15 | 40 | 91693655 | 2.1 | .64 | 1 | 230 | CMHP-550112 | 93529303 | Y
no cord | 02093001-2010 | 02093646-3510 | PUMP,CMHP,R0,1/15HP CONT.,230V,60HZ,1SPD,S/C,48"IN-LINK,HILO | 1/15 | 45 | 91693655 | 2.1 | .7 | 1 | 230 | CMHP-550112 | 93530200 | Y
no cord, will have to move the wetend rotation to R9 | 02093000-2010 | 02093647-2010 | PUMP,CMHP,R9,1/15HP CONT.,115V,60HZ,1SPD,S/C,48"MINI | 1/15 | 48.6 | 91693601 | .97 | 1.4 | 1 | 115 | CMHP-550111 | 93529302 | Y
no cord, will have to move the wetend rotation to R9 | 02093000-2010 | 02093647-2110 | *OBS*PUMP,CMHP,R9,1/15HP CONT.,115V,60HZ,1SPD,S/C,48"MINI | 1/15 | 22 | 91693551 | 4.0 | 1.3 | 1 | 115 | CMHP-550111 | 93529302 | Y
no cord, will have to move the wetend rotation to R9 | 02093000-2010 | 02093647-2510 | PUMP,CMHP,R9,1/15HP CONT.,115V,60HZ,1SPD,S/C,48"MINI | 1/15 | 48.6 | 91693601 | .97 | 1.4 | 1 | 115 | CMHP-550111 | 93529302 | Y
no cord | 02093001-2010 | 02093648-2010 | PUMP,CMHP,R0,1/15HP CONT.,230V,60HZ,1SPD,S/C,48"MINI,HI-FLO | 1/15 | 40 | 91693655 | 2.1 | .64 | 1 | 230 | CMHP-550112 | 93529303 | Y
no cord | 02093001-2010 | 02093649-2000 | PUMP,CMHP,R0,1/15HP CONT.,230V,60HZ,1SPD,S/C,48"MINI,HI-FLO | 1/15 | 40 | 91693655 | 2.1 | .64 | 1 | 230 | CMHP-550112 | 93529303 | Y
no cord | 02093001-2010 | 02093651-2020 | PUMP,CMHP,R0,1/15HP CONT.,230V,60HZ,1SPD,S/C,48"TUV,MINI,HI-FLO,L/WR | 1/15 | 40 | 91693601 | 1.0 | 0.6 | 1 | 230 | CMHP-550112 | 93529303 | Y
no cord, will have to move the wetend rotation to R9 | 02093001-2010 | 02093658-2010 | PUMP,CMHP,R9,1/15HP CONT.,230V,60HZ,1SPD,S/C,48"MINI,HI-FLO,9 NPSC | 1/15 | 40 | 91693655 | 2.1 | .64 | 1 | 230 | CMHP-550112 | 93529303 | Y
no cord, will have to move the wetend rotation to R9 | 02093001-2010 | 02093658-2510 | PUMP,CMHP,R9,1/15HP CONT.,230V,60HZ,1SPD,S/C,48"MINI,HI-FLO,9NPSC | 1/15 | 40 | 91693655 | 2.1 | .64 | 1 | 230 | CMHP-550112 | 93529303 | Y
no cord, will have to move the wetend rotation to R9 | 02093001-2010 | 02093658-2520 | PUMP,CMHP,R9,1/15HP CONT.,230V,60HZ,1SPD,S/C,48"MINI,HI-FLO,9&6NPSC | 1/15 | 40 | 91693655 | 2.1 | .64 | 1 | 230 | CMHP-550112 | 93529303 | Y
no cord, will have to move the wetend rotation to R9 | 02093001-2010 | 02093658-3510 | PUMP,CMHP,R9,1/15HP CONT.,230V,60HZ,1SPD,S/C,48"MINI,HI-FLO,9NPSC | 1/15 | 45 | 91693655 | 2.1 | .7 | 1 | 230 | CMHP-550112 | 93530200 | Y
no cord | 02093000-2010 | 02093669-2010 | PUMP,CMHP,R0,1/15HP CONT.,115V,60HZ,1SPD,S/C,36"4P,SPL,HI-FLO | 1/15 | 45 | 91693655 | 2.0 | 1.4 | 1 | 115 | CMHP-550111 | 93529302 | Y
no cord | 02093001-2010 | 02093670-2000 | PUMP,CMHP,R0,1/15HP,230V,60HZ,1SPD,S/C,36"4P,HI-FLO | 1/15 | 40 | 91693655 | 2.1 | .64 | 1 | 230 | CMHP-550112 | 93529303 | Y
no cord | 02093001-2010 | 02093670-2010 | PUMP,CMHP,R0,1/15HP CONT.,230V,60HZ,1SPD,S/C,36"4P,HI-FLO | 1/15 | 40 | 91693655 | 2.1 | .64 | 1 | 230 | CMHP-550112 | 93529303 | Y
no cord | 02093001-2010 | 02093670-2110 | *OBS*PUMP,CMHP,R0,1/15HP CONT.,230V,60HZ,1SPD,S/C,34"4P,HI-FLO | 1/15 | 40 | 91693601 | 1.0 | 0.6 | 1 | 230 | CMHP-550112 | 93529303 | Y
no cord | 02093001-2010 | 02093670-2300 | *OBS*PUMP,CMHP,R0,1/15HP CONT.,230V,60HZ,1SPD,S/C,36"4P, HI-FLO | 1/15 | 40 | 91693601 | 1.0 | 0.6 | 1 | 230 | CMHP-550112 | 93529303 | Y
no cord | 02093001-2010 | 02093670-2310 | *OBS*PUMP,CMHP,R0,1/15HP CONT.,230V,60HZ,1SPD,S/C,34",4P, HI-FLO | 1/15 | 40 | 91693601 | 1.0 | 0.6 | 1 | 230 | CMHP-550112 | 93529303 | Y
no cord | 02093001-2010 | 02093670-2500 | PUMP,CMHP,R0,1/15HP,230V,60HZ,1SPD,S/C,36"4P,HI-FLO | 1/15 | 40 | 91693655 | 2.1 | .64 | 1 | 230 | CMHP-550112 | 93529303 | Y
no cord | 02093001-2010 | 02093670-2510 | PUMP,CMHP,R0,1/15HP CONT.,230V,60HZ,1SPD,S/C,34"4P,HI-FLO | 1/15 | 40 | 91693655 | 2.1 | .64 | 1 | 230 | CMHP-550112 | 93529303 | Y
no cord | 02093001-2010 | 02093672-2000 | PUMP,CMHP,R0,1/15HP CONT.,230V,60HZ,1SPD,S/C,36"4P,HI-FLO | 1/15 | 40 | 91693655 | 2.1 | .64 | 1 | 230 | CMHP-550112 | 93529303 | Y
no cord | 02093001-2010 | 02093672-2010 | PUMP,CMHP,R0,1/15HP CONT.,230V,60HZ,1SPD,S/C,36"4PSPL,HI-FLO | 1/15 | 40 | 91693655 | 2.1 | .64 | 1 | 230 | CMHP-550112 | 93529303 | Y
| 02093001-2010 | 02093674-2000 | PUMP,CMHP,R0,1/15HP CONT.,230V,60HZ,1SPD,S/C,C-UL,INDOOR ONLY,HI-FLO | 1/15 | 40 | 91693655 | 2.1 | .64 | 1 | 230 | CMHP-550112 | 93529303 | N
no cord | 02093001-2010 | 02093675-2020 | PUMP,CMHP,R0,1/15HP CONT.,230V,60HZ,1SPD,S/C,48"MINI,HI-FLO | 1/15 | 40 | 91693601 | 1.0 | 0.6 | 1 | 230 | CMHP-550112 | 93529303 | Y
no cord, will have to move the wetend rotation to R9 | 02093001-2010 | 02093676-2020 | PUMP,CMHP,R9,1/15HP CONT.,230V,60HZ,1SPD,S/C,48"MINI,HI-FLO | 1/15 | 40 | 91693601 | 1.0 | 0.6 | 1 | 230 | CMHP-550112 | 93529303 | Y
no cord | 02093001-2010 | 02093677-2020 | PUMP,CMHP,R0,1/15HP CONT.,230V,60HZ,1SPD,S/C,48"MINI,HI-FLO,W/GROMMETS | 1/15 | 40 | 91693601 | 1.0 | 0.6 | 1 | 230 | CMHP-550112 | 93529303 | Y
no cord | 02093001-2010 | 02093677-2120 | *OBS*CMHP,R0,1/15HP CONT.,230V,60HZ,1SPD,S/C,48"MINI,HI-FLO,W/GROMMETS | 1/15 | 40 | 91693601 | 1.0 | 0.6 | 1 | 230 | CMHP-550112 | 93529303 | Y
no cord | 02093001-2010 | 02093677-2520 | PUMP,CMHP,R0,1/15HP CONT.,230V,60HZ,1SPD,S/C,48"MINI,HI-FLO,W/GROMMETS | 1/15 | 40 | 91693601 | 1.0 | 0.6 | 1 | 230 | CMHP-550112 | 93529303 | Y
no cord, will have to move the wetend rotation to R9 | 02093001-2010 | 02093678-2020 | PUMP,CMHP,R9,1/15HP CONT.,230V,60HZ,1SPD,S/C,48"MINI,HI-FLO,W/GROMMETS | 1/15 | 40 | 91693601 | 1.0 | 0.6 | 1 | 230 | CMHP-550112 | 93529303 | Y
no cord, will have to move the wetend rotation to R9 | 02093001-2010 | 02093678-2500 | PUMP,CMHP,R9,1/15HP CONT.,230V,60HZ,1SPD,S/C,48"MINI,HI-FLO,W/GROMMETS | 1/15 | 40 | 91693601 | 1.0 | 0.6 | 1 | 230 | CMHP-550112 | 93529303 | Y
no cord, will have to move the wetend rotation to R9 | 02093001-2010 | 02093678-2520 | PUMP,CMHP,R9,1/15HP CONT.,230V,60HZ,1SPD,S/C,48"MINI,HI-FLO,W/GROMMETS | 1/15 | 40 | 91693601 | 1.0 | 0.6 | 1 | 230 | CMHP-550112 | 93529303 | Y
no cord, will have to move the wetend rotation to R9 | 02093001-2010 | 02093692-2010 | PUMP,CMHP,R9,1/15HP CONT.,230V,60HZ,1SPD,S/C,48"MINI | 1/15 | 40 | 91693601 | 1.0 | 0.6 | 1 | 230 | CMHP-550112 | 93529303 | Y
no cord, will have to move the wetend rotation to R9 | 02093001-2010 | 02093692-2110 | *OBS*PUMP,CMHP,R9,1/15HP CONT.,230V,60HZ,1SPD,S/C,48"MINI | 1/15 | 30 | 91693551 | 1.1 | 0.5 | 1 | 230 | CMHP-550112 | 93529303 | Y
no cord, will have to move the wetend rotation to R9 | 02093001-2010 | 02093692-2510 | PUMP,CMHP,R9,1/15HP CONT.,230V,60HZ,1SPD,S/C,48"MINI | 1/15 | 40 | 91693601 | 1.0 | 0.6 | 1 | 230 | CMHP-550112 | 93529303 | Y
no cord, will have to move the wetend rotation to R9 | 02093001-2010 | 02093693-2010 | PUMP,CMHP,R9,1/15HP CONT.,230V,60HZ,1SPD,S/C,48"MINI,HI-FLO | 1/15 | 40 | 91693655 | 2.1 | .64 | 1 | 230 | CMHP-550112 | 93529303 | Y
no cord | 02093001-2010 | 02093694-2010 | PUMP,CMHP,R0,1/15HP CONT.,230V,60HZ,1SPD,S/C,48"MINI,HI-FLO | 1/15 | 40 | 91693655 | 2.1 | .64 | 1 | 230 | CMHP-550112 | 93529303 | Y
no cord | 02093001-2010 | 02093695-2000 | PUMP,CMHP,R0,1/15HP CONT.,230V,60HZ,1SPD,S/C,48"MINI,HI FLO,HUSH PUMP | 1/15 | 40 | 91693655 | 2.1 | .64 | 1 | 230 | CMHP-550112 | 93529303 | Y
no cord | 02093001-2010 | 02093695-2100 | PUMP,CMHP,R0,1/15HP CONT.,230V,60HZ,1SPD,S/C,48"MINI,HI-FLO,HUSH PUMP | 1/15 | 40 | 91693655 | 2.1 | .64 | 1 | 230 | CMHP-550112 | 93529303 | Y
no cord | 02093001-2010 | 02093695-2300 | PUMP,CMHP,R0,1/15HP CONT.,230V,60HZ,1SPD,S/C,48"MINI,HI-FLO,HUSH PUMP | 1/15 | 40 | 91693655 | 2.1 | .64 | 1 | 230 | CMHP-550112 | 93529303 | Y
no cord | 02093001-2010 | 02093695-2500 | PUMP,CMHP,R0,1/15HP CONT.,230V,60HZ,1SPD,S/C,48"GRAY MINI,HI-FLO,HUSH PUMP | 1/15 | 40 | 91693655 | 2.1 | .64 | 1 | 230 | CMHP-550112 | 93529303 | Y
no cord | 02093001-2010 | 02093697-2000 | PUMP,CMHP,R0,1/15HP CONT.,230V,60HZ,1SPD,S/C,48"4P,HI-FLO | 1/15 | 40 | 91693655 | 2.1 | .64 | 1 | 230 | CMHP-550112 | 93529303 | Y
no cord | 02093001-2010 | 02093697-2010 | PUMP,CMHP,R0,1/15HP CONT.,230V,60HZ,1SPD,S/C,48"4P,HI-FLO | 1/15 | 40 | 91693655 | 2.1 | .64 | 1 | 230 | CMHP-550112 | 93529303 | Y
no cord | 02093001-2010 | 02093697-2500 | PUMP,CMHP,R0,1/15HP CONT.,230V,60HZ,1SPD,S/C,48"4P,HI-FLO | 1/15 | 40 | 91693655 | 2.1 | .64 | 1 | 230 | CMHP-550112 | 93529303 | Y
no cord | 02093001-2010 | 02093697-2510 | PUMP,CMHP,R0,1/15HP CONT.,230V,60HZ,1SPD,S/C,48"4P,HI-FLO | 1/15 | 40 | 91693655 | 2.1 | .64 | 1 | 230 | CMHP-550112 | 93529303 | Y
no cord | 02093000-2010 | 02093698-2010 | PUMP,CMHP,R0,1/15HP CONT.,115V,60HZ,1SPD,S/C,48"4P,HI-FLO | 1/15 | 45 | 91693655 | 2.0 | 1.4 | 1 | 115 | CMHP-550111 | 93529302 | Y
no cord | 02093000-2010 | 02093698-2110 | PUMP,CMHP,R0,1/15HP CONT.,115V,60HZ,1SPD,S/C,48"4P,HI-FLO | 1/15 | 45 | 91693655 | 2.0 | 1.4 | 1 | 115 | CMHP-550111 | 93529302 | Y
no cord | 02093001-2010 | 02093759-2000 | PUMP,CMHP,R0,1/15HP CONT.,230V,60HZ,1SPD,S/C,96"MINI,HI-FLO | 1/15 | 40 | 91693655 | 2.1 | .64 | 1 | 230 | CMHP-550112 | 93529303 | Y
no cord | 02093001-2010 | 02093759-2100 | PUMP,CMHP,R0,1/15HP CONT.,230V,60HZ,1SPD,S/C,96"MINI,HI-FLO | 1/15 | 40 | 91693655 | 2.1 | .64 | 1 | 230 | CMHP-550112 | 93529303 | Y
will have to move the wetend rotation to R3 | 02093001-2010 | 02405000-2500 | PUMP,CMHP,R3,1/15HP CONT.,230V,60HZ,1SPD,S/C,VITON,NPSC@9&6,SUNDANCE | 1/15 | 30 | 91693501 | .72 | .5 | 1 | 230 | CMHP-550112 | 93529303 | N
no cord | 02093001-2010 | 02407000-2010 | PUMP,CMHP,R0,1/15HP CONT.,230V,60HZ,1SPD,S/C,79"ORG MINI | 1/15 | 40 | 91693601 | 1.0 | 0.6 | 1 | 230 | CMHP-550112 | 93529303 | Y
no cord, will have to move the wetend rotation to R3 | 02093001-2010 | 02407003-2010 | PUMP,CMHP,R3,1/15HP CONT.,230V,60HZ,1SPD,S/C,48"GREEN MINI | 1/15 | 40 | 91693601 | 1.0 | 0.6 | 1 | 230 | CMHP-550112 | 93529303 | Y
no cord, will have to move the wetend rotation to R3 | 02093001-2010 | 02407003-2510 | PUMP,CMHP,R3,1/15HP CONT.,230V,60HZ,1SPD,S/C,48"GREEN MINI | 1/15 | 40 | 91693601 | 1.0 | 0.6 | 1 | 230 | CMHP-550112 | 93529303 | Y
no cord, will have to move the wetend rotation to R9 | 02093000-2010 | 02407004-2510 | PUMP,CMHP,R9,1/15HP CONT.,115V,60HZ,1SPD,S/C,48"4P,VITON,9&6NPSC | 1/15 | 48.6 | 91693601 | .97 | 1.4 | 1 | 115 | CMHP-550111 | 93529302 | Y
will have to move the wetend rotation to R9 | 02093001-2010 | 02407427-2500 | PUMP,CMHP,R9,1/15HP CONT.,230V,60HZ,1SPD,S/C,VITON,NPSC@9&6,SUNDANCE | 1/15 | 40 | 91693601 | 1.0 | 0.6 | 1 | 230 | CMHP-550112 | 93529303 | N
| 02093001-2010 | 02407436-2500 | PUMP,CMHP,R0,1/15HP CONT.,230V,60HZ,1SPD,S/C,VITON,NPSC@9&6,SUNDANCE | 1/15 | 40 | 91693601 | 1.0 | 0.6 | 1 | 230 | CMHP-550112 | 93529303 | N
will have to move the wetend rotation to R3 | 02093001-2010 | 02407512-2500 | PUMP,CMHP,R3,1/15HP CONT.,230V,60HZ,1SPD,S/C,VITON,NPSC@9&6 | 1/15 | 40 | 91693601 | 1.0 | 0.6 | 1 | 230 | CMHP-550112 | 93529303 | N
no cord, will have to move the wetend rotation to R9 | 02093001-2010 | 02407670-2510 | PUMP,CMHP,R9,1/15HP CONT.,230V,60HZ,1SPD,S/C,36"4P,VITON | 1/15 | 40 | 91693601 | 1.0 | 0.6 | 1 | 230 | CMHP-550112 | 93529303 | Y
no cord | 02093000-2010 | 02407720-2010 | PUMP,CMHP,R0,1/15HP CONT.,115V,60HZ,1SPD,S/C,36"4P,VITON | 1/15 | 48.6 | 91693601 | .97 | 1.4 | 1 | 115 | CMHP-550111 | 93529302 | Y
no cord | 02093000-2010 | 02407720-2510 | PUMP,CMHP,R0,1/15HP CONT.,115V,60HZ,1SPD,S/C,36"4P,VITON | 1/15 | 48.6 | 91693601 | .97 | 1.4 | 1 | 115 | CMHP-550111 | 93529302 | Y
no cord | 02093001-2010 | 02408492-2510 | PUMP,CMHP,R9,1/15HP CONT.,230V,60HZ,1SPD,S/C,36"4P,TRM VOLUTE | 1/15 | 30 | 91693551 | 1.1 | 0.5 | 1 | 230 | CMHP-550112 | 93529303 | Y
no cord | 02093001-2010 | 02410001-2510 | PUMP,CMHP,R0,1/15HP CONT.,230V,60HZ,1SPD,S/C,HI-FLO,48"HQ MINI,HSD@9 | 1/15 | 40 | 91693655 | 2.1 | .64 | 1 | 230 | CMHP-550112 | 93529303 | Y
no cord, will have to move the wetend rotation to R3 | 02093001-2010 | 02410002-2010 | PUMP,CMHP,R3,1/15HP CONT.,230V,60HZ,1SPD,S/C,HI-FLO,48"HQ MINI,HSD@9 | 1/15 | 40 | 91693655 | 2.1 | .64 | 1 | 230 | CMHP-550112 | 93529303 | Y
no cord, will have to move the wetend rotation to R3 | 02093001-2010 | 02410002-2310 | PUMP,CMHP,R3,1/15HP CONT.,230V,60HZ,1SPD,S/C,HI-FLO,48"HQ MINI,NPT@9 | 1/15 | 40 | 91693655 | 2.1 | .64 | 1 | 230 | CMHP-550112 | 93529303 | Y
no cord, will have to move the wetend rotation to R3 | 02093001-2010 | 02410002-3510 | PUMP,CMHP,R3,1/15HP CONT.,230V,60HZ,1SPD,S/C,HI-FLO,48"HQ MINI,@9NPT | 1/15 | 45 | 91693655 | 2.1 | .7 | 1 | 230 | CMHP-550112 | 93530200 | Y
no cord, will have to move the wetend rotation to R3 | 02093000-2010 | 02410005-2500 | PUMP,CMHP,R3,1/15HP CONT.,115V,60HZ,1SPD,S/C,60"4P,VITON,HI-FLO,6&9NPSC | 1/15 | 45 | 91693655 | 2.0 | 1.4 | 1 | 115 | CMHP-550111 | 93529302 | Y
no cord, will have to move the wetend rotation to R3 | 02093000-2010 | 02410005-2510 | PUMP,CMHP,R3,1/15HP CONT.,115V,60HZ,1SPD,S/C,60"4P,VITON,HI-FLO,6&9NPSC | 1/15 | 45 | 91693655 | 2.0 | 1.4 | 1 | 115 | CMHP-550111 | 93529302 | Y
no cord, replacement will be 1/15HP, will have to move to R3 | 02093000-2010 | 02410005-3510 | PUMP,CMHP,R3,1/10HP CONT.,115V,60HZ,1SPD,S/C,60"4P,VITON,HI-FLO,6&9NPSC | 1/10 | 42 | 91693655 | 2.6 | 1.6 | 1 | 115 | CMHP-550111 | 93530000 | Y
no cord | 02093000-2010 | 02410006-2310 | PUMP,CMHP,R0,1/15HP CONT.,115V,60HZ,1SPD,S/C,48"MINI,HI-FLO,L/WR | 1/15 | 48.6 | 91693601 | .97 | 1.4 | 1 | 115 | FMHP-550111 | 93529302 | Y
no cord | 02093000-2010 | 02410006-2510 | PUMP,CMHP,R0,1/15HP CONT.,115V,60HZ,1SPD,S/C,48"MINI,HI-FLO, | 1/15 | 45 | 91693655 | 2.0 | 1.4 | 1 | 115 | CMHP-550111 | 93529302 | Y
no cord | 02093001-2010 | 02410007-2510 | PUMP,CMHP,R0,1/15HP CONT.,230V,60HZ,1SPD,S/C,79"4P | 1/15 | 40 | 91693655 | 2.1 | .64 | 1 | 230 | CMHP-550112 | 93529303 | Y
no cord | 02093001-2010 | 02410008-2510 | PUMP,CMHP,R0,1/15HP CONT.,230V,60HZ,1SPD,S/C,48"4P,HI-FLO,VITON | 1/15 | 40 | 91693601 | 1.0 | 0.6 | 1 | 230 | CMHP-550112 | 93529303 | Y
no cord | 02093000-2010 | 02410009-2510 | PUMP,CMHP,R0,1/15HP CONT.,115V,60HZ,1SPD,S/C,48"HQMINI,VITON,HI-FLO | 1/15 | 45 | 91693655 | 2.0 | 1.4 | 1 | 115 | CMHP-550111 | 93529302 | Y
no cord | 02093000-2010 | 02410010-2510 | PUMP,CMHP,R0,1/15HP CONT.,115V,60HZ,1SPD,S/C,79"4P | 1/15 | 45 | 91693655 | 2.0 | 1.4 | 1 | 115 | CMHP-550111 | 93529302 | Y
no cord | 02093001-2010 | 02410011-2510 | PUMP,CMHP,R0,1/15HP CONT.,230V,60HZ,1SPD,S/C,48"4P,HSD@9 | 1/15 | 40 | 91693655 | 2.1 | .64 | 1 | 230 | CMHP-550112 | 93529303 | Y
| 02093001-2010 | 02410012-2510 | PUMP,CMHP,R0,1/15HP CONT.,230V,60HZ,1SPD,S/C,VITON | 1/15 | 40 | 91693655 | 2.1 | .64 | 1 | 230 | CMHP-550112 | 93529303 | N
no cord | 02093000-2010 | 02410292-2010 | PUMP,CMHP,R0,1/15HP CONT.,115V,60HZ,1SPD,S/C,48"MINI,HI-FLO | 1/15 | 45 | 91693655 | 2.0 | 1.4 | 1 | 115 | CMHP-550111 | 93529302 | Y
no cord | 02093000-2010 | 02410292-2510 | PUMP,CMHP,R0,1/15HP CONT.,115V,60HZ,1SPD,S/C,48"MINI 14/3,HI-FLO | 1/15 | 45 | 91693655 | 2.0 | 1.4 | 1 | 115 | CMHP-550111 | 93529302 | Y
no cord | 02093000-2010 | 02410362-2010 | PUMP,CMHP,R0,1/15HP CONT.,115V,60HZ,1SPD,S/C,60"4P,VITON,HI FLO,LEISURE BAY | 1/15 | 45 | 91693655 | 2.0 | 1.4 | 1 | 115 | CMHP-550111 | 93529302 | Y
no cord | 02093000-2010 | 02410362-2510 | PUMP,CMHP,R0,1/15HP CONT.,115V,60HZ,1SPD,S/C,60"4P,VITON,HI FLO,LEISURE BAY | 1/15 | 45 | 91693655 | 2.0 | 1.4 | 1 | 115 | CMHP-550111 | 93529302 | Y
no cord, replacement will be 1/15HP | 02093000-2010 | 02410362-3510 | PUMP,CMHP,R0,1/10HP CONT.,115V,60HZ,1SPD,S/C,60"4P,VITON,HI-FLO | 1/10 | 42 | 91693655 | 2.6 | 1.6 | 1 | 115 | CMHP-551511 | 93530000 | Y
no cord | 02093001-2010 | 02410388-2010 | PUMP,CMHP,R9,1/15HP CONT.,230V,60HZ,1SPD,S/C,96"MINI SPL,HI-FLO,W/GR | 1/15 | 40 | 91693601 | 1.0 | 0.6 | 1 | 230 | CMHP-550112 | 93529303 | Y
no cord | 02093001-2010 | 02410388-2510 | PUMP,CMHP,R9,1/15HP CONT.,230V,60HZ,1SPD,96"MINI SPL,HI-FLO,W/GROMMETS | 1/15 | 40 | 91693601 | 1.0 | 0.6 | 1 | 230 | CMHP-550112 | 93529303 | Y
no cord, will have to move the wetend rotation to R9 | 02093001-2010 | 02410389-2510 | PUMP,CMHP,R9,1/15HP CONT.,230V,60HZ,1SPD,S/C,96"MINI,HI-FLO,W/GROMMETS | 1/15 | 40 | 91693601 | 1.0 | 0.6 | 1 | 230 | CMHP-550112 | 93529303 | Y
no cord, will have to move the wetend rotation to R9 | 02093001-2010 | 02410427-2500 | PUMP,CMHP,R9,1/15HP CONT.,230V,60HZ,1SPD,S/C,VITON,NPSC@9&6,HI-FLO | 1/15 | 40 | 91693655 | 2.1 | .64 | 1 | 230 | CMHP-550112 | 93529303 | N
no cord, will have to move the wetend rotation to R3 | 02093000-2010 | 02410433-2580 | PUMP,CMHP,R3,1/15HP CONT.,115V,60HZ,1SPD,S/C,60"4P,HSD,VITON,HI-FLO | 1/15 | 45 | 91693655 | 2.0 | 1.4 | 1 | 115 | CMHP-550111 | 93529302 | Y
no cord | 02093001-2010 | 02410436-2500 | PUMP,CMHP,R0,1/15HP CONT.,230V,60HZ,1SPD,S/C,VITON,NPSC@9&6,HI-FLO | 1/15 | 40 | 91693655 | 2.1 | .64 | 1 | 230 | CMHP-550112 | 93529303 | N
no cord, will have to move the wetend rotation to R3 | 02093001-2010 | 02410512-2500 | PUMP,CMHP,R3,1/15HP CONT.,230V,60HZ,1SPD,S/C,VITON,NPSC@9&6,HI-FLO,SUNDANCE | 1/15 | 40 | 91693655 | 2.1 | .64 | 1 | 230 | CMHP-550112 | 93529303 | N
no cord, will have to move the wetend rotation to R3 | 02093001-2010 | 02410512-3500 | PUMP,CMHP,R3,1/15HP CONT.230V,60HZ,1SPD,S/C,VITON,NPSC@9&6,HI-FLO,SUNDANCE | 1/15 | 45 | 91693655 | 2.1 | .7 | 1 | 230 | CMHP-550112 | 93530200 | N
no cord | 02093001-2010 | 02410648-2030 | PUMP,CMHP,R0,1/15HP CONT.,230V,60HZ,1SPD,S/C,48"MINI,HI-FLO | 1/15 | 40 | 91693655 | 2.1 | .64 | 1 | 230 | CMHP-550112 | 93529303 | Y
no cord | 02093001-2010 | 02410648-2530 | PUMP,CMHP,R0,1/15HP CONT.,230V,60HZ,1SPD,S/C,48"MINI,HI-FLO | 1/15 | 40 | 91693655 | 2.1 | .64 | 1 | 230 | CMHP-550112 | 93529303 | Y
no cord, will have to move the wetend rotation to R9 | 02093001-2010 | 02410672-2510 | PUMP,CMHP,R9,1/15HP CONT.,230V,60HZ,1SPD,S/C,36"4P, HI-FLO | 1/15 | 40 | 91693655 | 2.1 | .64 | 1 | 230 | CMHP-550112 | 93529303 | Y
no cord | 02093000-2010 | 02410684-2580 | PUMP,CMHP,R0,1/15HP CONT.,115V,60HZ,1SPD,S/C,60"4P,VITON,HI-FLO | 1/15 | 45 | 91693655 | 2.0 | 1.4 | 1 | 115 | CMHP-550111 | 93529302 | Y
no cord | 02093001-2010 | 02410791-2000 | PUMP,CMHP,R0,1/15HP CONT.,230V,60HZ,1SPD,S/C,SD,48"MINI ORG,HI-FLO | 1/15 | 40 | 91693655 | 2.1 | .64 | 1 | 230 | CMHP-550112 | 93529303 | Y
no cord | 02093001-2010 | 02410991-2010 | PUMP,CMHP,R0,1/15HP CONT.,230V,60HZ,1SPD,S/C,HI-FLO,48"HQ MINI,HSD@9 | 1/15 | 40 | 91693655 | 2.1 | .64 | 1 | 230 | CMHP-550112 | 93529303 | Y
no cord | 02093001-2010 | 02410991-2310 | PUMP,CMHP,R0,1/15HP CONT.,230V,60HZ,1SPD,S/C,HI-FLO,48"HQ MINI | 1/15 |  |  |  |  | 1 | 230 |  |  | Y
no cord | 02093001-2010 | 02410991-2510 | PUMP,CMHP,R0,1/15HP CONT.,230V,60HZ,1SPD,S/C,HI-FLO,48"HQ MINI,HSD@9 | 1/15 | 40 | 91693655 | 2.1 | .64 | 1 | 230 | CMHP-550112 | 93529303 | Y
no cord | 02093000-2010 | 02418000-2510 | PUMP,CMHP,R0,1/15HP CONT.,115V,60HZ,1SPD,S/C,3655 IMP,120"4P | 1/15 | 45 | 91693655 | 2.0 | 1.4 | 1 | 115 | CMHP-550111 | 93529302 | Y
no cord | 02093000-2010 | 02418001-2010 | PUMP,CMHP,R0,1/15HP CONT.,115V,60HZ,1SPD,S/C,36"4P,STD HSD | 1/15 | 45 | 91693655 | 2.0 | 1.4 | 1 | 115 | CMHP-550111 | 93529302 | Y
no cord | 02093000-2010 | 02418001-2510 | PUMP,CMHP,R0,1/15HP CONT.,115V,60HZ,1SPD,S/C,36"4P,STD HSD | 1/15 | 45 | 91693655 | 2.0 | 1.4 | 1 | 115 | CMHP-550111 | 93529302 | Y
no cord | 02093000-2010 | 02475368-2010 | PUMP,CMHP,R0,1/15HP CONT.,115V,60HZ,1SPD,S/C,48"MINI,SPL | 1/15 | 48.6 | 91693601 | .97 | 1.4 | 1 | 115 | CMHP-550111 | 93529302 | Y
no cord | 02093001-2010 | 02475369-2010 | PUMP,CMHP,R0,1/15HP CONT.,230V,60HZ,1SPD,S/C,48"MINI,SPL | 1/15 | 40 | 91693601 | 1.0 | 0.6 | 1 | 230 | CMHP-550112 | 93529303 | Y

## CMCP
COMMENTS | REPLACEMENT | PART NBR TO REPLACE | DESCRIPTION | PUMP HP | HI FLOW | PUMP IMPELLER | HI PRES | HI AMP | PUMP SPD | PUMP VOLT | MODEL NBR | PUMP MOTOR | CORD Y or N | VOLUTE ROTATION
no cord | 02593001-2010 | 02510986-2330 | PUMP,CMCP,R0,1/15HP CONT.,230V,60HZ,1SPD,S/C,36"4P,HI-FLO,INDOOR ONLY | 1/15 | 40 | 91693655 | 2.2 | 0.6 | 1 | 230 | CMCP-550112 | 93529303 | Y | R0
no cord | 02593001-2010 | 02510986-2339 | PUMP,CMCP,R0,1/15HP CONT.,230V,60HZ,1SPD,S/C,36"4P,HI-FLO,INDOOR ONLY | 1/15 | 40 | 91693655 | 2.2 | 0.6 | 1 | 230 | CMCP-550112 | 93529303 | Y | R0
| 02593000-2010 | 02593000-2010 | PUMP,CMCP,R0,1/15HP CONT.,115V,60HZ,1SPD,S/C | 1/15 | 40 | 91693601 | 1.5 | 1.3 | 1 | 115 | CMCP-550111 | 93529302 | N | R0
| 02593001-2010 | 02593001-2010 | PUMP,CMCP,R0,1/15HP CONT.,230V,60HZ,1SPD,S/C | 1/15 | 40 | 91693601 | 1.0 | 0.6 | 1 | 230 | CMCP-550112 | 93529303 | N | R0
no cord | 02593001-2010 | 02593002-2000 | PUMP,CMCP,R0,1/15HP CONT.,230V,60HZ,1SPD,S/C,48"MINI,3&6NPSC,9NPT | 1/15 | 40 | 91693655 | 2.2 | 0.6 | 1 | 230 | CMCP-550112 | 93529303 | Y | R0
no cord | 02593001-2010 | 02593002-2500 | PUMP,CMCP,R0,1/15HP CONT.,230V,60HZ,1SPD,S/C,48"MINI,3&6NPSC,9NPT | 1/15 | 40 | 91693655 | 2.2 | 0.6 | 1 | 230 | CMCP-550112 | 93529303 | Y | R0
no cord | 02593001-2010 | 02593002-3500 | PUMP,CMCP,R0,1/15HP CONT.,230V,60HZ,1SPD,S/C,48" MINI,3&9NPSC&9NPT | 1/15 | 40 | 91693655 | 2.2 | 0.6 | 1 | 230 | CMCP-550112 | 93530200 | Y | R0
no cord, will have to move the wetend rotation to R3 | 02593000-2010 | 02593003-3510 | PUMP,CMCP,R3,1/15HP CONT.,115V,60HZ,1SPD,SC,48"MINI,HI-FLO,3&9NPSC | 1/15 | 50 | 91693655 | 1.91 | 1.5 | 1 | 115 | CMCP-550111 | 93530000 | Y | R3
no cord | 02593001-2010 | 02593446-2010 | PUMP,CMCP,R0,1/15HP CONT.,230V,60HZ,1SPD,S/C,48"MINI,HI-FLO,INDOOR ONLY | 1/15 | 40 | 91693655 | 2.2 | 0.6 | 1 | 230 | CMCP-550112 | 93529303 | Y | R0
no cord | 02593001-2010 | 02593446-2020 | PUMP,CMCP,R0,1/15HP CONT.,230V,60HZ,1SPD,S/C,48"MINI,HI-FLO,INDOOR ONLY | 1/15 | 40 | 91693655 | 2.2 | 0.6 | 1 | 230 | CMCP-550112 | 93529303 | Y | R0
no cord | 02593001-2010 | 02593446-2110 | *OBS*PUMP,CMCP,R0,1/15HP CONT.,230V,60HZ1SPD,S/C,48"MINI,HI-FLO,INDOOR ONLY | 1/15 | 40 | 91693601 | 1.0 | 0.6 | 1 | 230 | FMCP-550112 | 93529303 | Y | R0
no cord | 02593001-2010 | 02593446-2510 | PUMP,CMCP,R0,1/15HP CONT.,230V,60HZ,1SPD,S/C,48"MINI,HI-FLO,INDOOR ONLY | 1/15 | 40 | 91693655 | 2.2 | 0.6 | 1 | 230 | CMCP-550112 | 93529303 | Y | R0
no cord | 02593001-2010 | 02593447-2009 | PUMP,CMCP,R0,1/15HP CONT.,230V,60HZ,1SPD,S/C,48"MINI,HI-FLO,INDOOR ONLY | 1/15 | 40 | 91693655 | 2.2 | 0.6 | 1 | 230 | CMCP-550112 | 93529303 | Y | R0
| 02593001-2010 | 02593447-2010 | PUMP,CMCP,R0,1/15HP CONT.,230V,60HZ,1SPD,S/C,HI-FLO,INDOOR ONLY | 1/15 | 40 | 91693655 | 2.2 | 0.6 | 1 | 230 | CMCP-550112 | 93529303 | N | R0
no cord | 02593001-2010 | 02593447-2013 | PUMP,CMCP,R0,1/15HP CONT.,230V,60HZ,1SPD,S/C,48"MINI,HI-FLO,INDOOR ONLY | 1/15 | 40 | 91693655 | 2.2 | 0.6 | 1 | 230 | CMCP-550112 | 93529303 | Y | R0
no cord | 02593001-2010 | 02593447-2019 | PUMP,CMCP,R0,1/15HP CONT.,230V,60HZ,1SPD,S/C,48"MINI,HI-FLO,INDOOR ONLY | 1/15 | 40 | 91693655 | 2.2 | 0.6 | 1 | 230 | CMCP-550112 | 93529303 | Y | R0
| 02593001-2010 | 02593447-2020 | PUMP,CMCP,R0,1/15HP CONT.,230V,60HZ,1SPD,S/C,HI FLO,INDOOR ONLY | 1/15 | 40 | 91693655 | 2.2 | 0.6 | 1 | 230 | CMCP-550112 | 93529303 | N | R0
no cord | 02593001-2010 | 02593447-2030 | PUMP,CMCP,R0,1/15HP CONT.,230V,60HZ,1SPD,S/C,48"MINI,HI-FLO,INDOOR ONLY | 1/15 | 40 | 91693655 | 2.2 | 0.6 | 1 | 230 | CMCP-550112 | 93529303 | Y | R0
no cord | 02593001-2010 | 02593447-2039 | PUMP,CMCP,R0,1/15HP CONT.,230V,60HZ,1SPD,S/C,48"MINI,HI-FLO,INDOOR ONLY | 1/15 | 40 | 91693655 | 2.2 | 0.6 | 1 | 230 | CMCP-550112 | 93529303 | Y | R0
no cord | 02593001-2010 | 02593447-2513 | PUMP,CMCP,R0,1/15HP CONT.,230V,60HZ,1SPD,S/C,48"MINI,HI-FLO,INDOOR ONLY | 1/15 | 40 | 91693655 | 2.2 | 0.6 | 1 | 230 | CMCP-550112 | 93529303 | Y | R0
no cord | 02593001-2010 | 02593447-2539 | PUMP,CMCP,R0,1/15HP CONT.,230V,60HZ,1SPD,S/C,48"MINI,HI-FLO,INDOOR ONLY | 1/15 | 40 | 91693655 | 2.2 | 0.6 | 1 | 230 | CMCP-550112 | 93529303 | Y | R0
no cord | 02593001-2010 | 02593492-2000 | *ENG*PUMP,CMCP,R0,1/15HP CONT.,230V,60HZ,1SPD,S/C,36"4P,HI-FLO | 1/15 |  | 91693551 |  |  | 1 | 230 | CMCP-550112 | 93529301 | Y | R0
no cord | 02593000-2010 | 02593635-2000 | PUMP,CMCP,R0,1/15HP CONT.,115V,60HZ,1SPD,S/C,36"4P,CALDERA | 1/15 | 40 | 91693655 | 2.2 | 1.4 | 1 | 115 | CMCP-550111 | 93529302 | Y | R0
no cord | 02593000-2010 | 02593635-2010 | PUMP,CMCP,R0,1/15HP CONT.,115V,60HZ,1SPD,S/C,36"4P,HI-FLO | 1/15 | 40 | 91693655 | 2.2 | 1.4 | 1 | 115 | CMCP-550111 | 93529302 | Y | R0
no cord | 02593000-2010 | 02593636-2010 | PUMP,CMCP,R0,1/15HP CONT.,115V,60HZ,1SPD,S/C,36"4P | 1/15 | 40 | 91693601 | 1.5 | 1.3 | 1 | 115 | CMCP-550111 | 93529302 | Y | R0
| 02593001-2010 | 02593640-2000 | *ENG*PUMP,CMCP,R0,1/15HP CONT.,230V,60HZ,1SPD,S/C,C-UL,INDOOR ONLY,HI-FLO | 1/15 |  | 91693551 |  |  | 1 | 230 | CMCP-550112 | 93529301 | N | R0
| 02593000-2010 | 02593641-2000 | PUMP,CMCP,R0,1/15HP CONT.,115V,60HZ,1SPD,S/C C-UL,INDOOR ONLY,HI-FLO | 1/15 | 40 | 91693655 | 2.2 | 1.4 | 1 | 115 | CMCP-550111 | 93529302 | N | R0
| 02593000-2010 | 02593641-2010 | PUMP,CMCP,R0,1/15HP CONT.,115V,60HZ,1SPD,C-UL ,HI-FLO | 1/15 | 40 | 91693655 | 2.2 | 1.4 | 1 | 115 | CMCP-550111 | 93529302 | N | R0
replacement will be 1/15HP | 02593000-2010 | 02593641-3010 | PUMP,CMCP,R0,1/10HP CONT.,115V,60HZ,1SPD,C-UL,HI-FLO | 1/10 | 50 | 91693655 | 1.91 | 1.5 | 1 | 115 | CMCP-550111 | 93530000 | N | R0
no cord | 02593001-2010 | 02593650-2020 | PUMP,CMCP,R0,1/15HP CONT.,230V,60HZ,1SPD,48"MINI,HI-FLO,3&9NPSC | 1/15 | 40 | 91693655 | 2.2 | 0.6 | 1 | 230 | CMCP-550112 | 93529303 | Y | R0
no cord | 02593001-2010 | 02593654-2120 | *OBS*CMCP,R3,1/15HP CONT.,230V,60HZ,1SPD,S/C,60"MINI,3&9HSDNPT,HI-FLO | 1/15 | 40 | 91693601 | 1.0 | 0.6 | 1 | 230 | CMCP-550112 | 93529303 | Y | R3
no cord, will have to move the wetend rotation to R3 | 02593001-2010 | 02593654-2510 | PUMP,CMCP,R3,1/15HP CONT.,230V,60HZ,1SPD,S/C,60"MINI,3NPSC&9NPT,HSD | 1/15 | 40 | 91693655 | 2.2 | 0.6 | 1 | 230 | CMCP-550112 | 93529303 | Y | R3
no cord, will have to move the wetend rotation to R3 | 02593001-2010 | 02593654-2520 | PUMP,CMCP,R3,1/15HP CONT.,230V,60HZ,1SPD,S/C,60"MINI,3 NPSC&9 NPT HSD | 1/15 | 40 | 91693655 | 2.2 | 0.6 | 1 | 230 | CMCP-550112 | 93529303 | Y | R3
no cord, will have to move the wetend rotation to R9 | 02593001-2010 | 02593655-2020 | PUMP,CMCP,R9,1/15HP CONT.,230V,60HZ,1SPD,S/C,48"MINI,HI-FLO,INDOOR ONLY | 1/15 | 40 | 91693655 | 2.2 | 0.6 | 1 | 230 | CMCP-550112 | 93529303 | Y | R9
no cord, will have to move the wetend rotation to R9 | 02593001-2010 | 02593657-2020 | PUMP,CMCP,R9,1/15HP CONT.,230V,60HZ,1SPD,S/C,60"MINI, 3HSD&9NPT,HI-FLO | 1/15 | 40 | 91693655 | 2.2 | 0.6 | 1 | 230 | CMCP-550112 | 93529303 | Y | R9
no cord, will have to move the wetend rotation to R9 | 02593001-2010 | 02593657-2120 | *OBS*CMCP,R9,1/15HP CONT.,230V,60HZ,1SPD,S/C,60"MINI,3HSD&9NPT,HI-FLO | 1/15 | 40 | 91693601 | 1.0 | 0.6 | 1 | 230 | CMCP-550112 | 93529303 | Y | R9
no cord, will have to move the wetend rotation to R9 | 02593001-2010 | 02593657-2510 | PUMP,CMCP,R9,1/15HP CONT.,230V,60HZ,1SPD,S/C,60"MINI,NPT@3,NPSC@9,HI-FLO | 1/15 | 40 | 91693655 | 2.2 | 0.6 | 1 | 230 | CMCP-550112 | 93529303 | Y | R9
no cord, will have to move the wetend rotation to R9 | 02593001-2010 | 02593657-2520 | PUMP,CMCP,R9,1/15HP CONT.,230V,60HZ,1SPD,S/C,60"MINI,3HSD&9NPSC,H | 1/15 | 40 | 91693655 | 2.2 | 0.6 | 1 | 230 | CMCP-550112 | 93529303 | Y | R9
no cord | 02593001-2010 | 02593670-2000 | PUMP,CMCP,R0,1/15HP CONT.,230V,60HZ,1SPD,S/C,36"4P,HI-FLO | 1/15 | 40 | 91693655 | 2.2 | 0.6 | 1 | 230 | CMCP-550112 | 93529303 | Y | R0
| 02593001-2010 | 02593674-2000 | PUMP,CMCP,R0,1/15HP CONT.,230V,60HZ,1SPD,S/C,C-UL,INDOOR ONLY,HI-FLO | 1/15 | 40 | 91693655 | 2.2 | 0.6 | 1 | 230 | CMCP-550112 | 93529303 | N | R0
no cord, will have to move the wetend rotation to R9 | 02593000-2010 | 02593687-2010 | PUMP,CMCP,R9,1/15HP CONT.,115V,60HZ,1SPD,S/C,48"MINI,HI-FLO | 1/15 | 40 | 91693655 | 2.2 | 1.4 | 1 | 115 | CMCP-550111 | 93529302 | Y | R9
no cord | 02593000-2010 | 02593687-2110 | *OBS*PUMP,CMCP,R0,1/15HP CONT.,115V,60HZ,1SPD,S/C,48"MINI,HI-FLO | 1/15 | 40 | 91693601 | 1.5 | 1.3 | 1 | 115 | CMCP-550111 | 93529302 | Y | R0
no cord, will have to move the wetend rotation to R9 | 02593000-2010 | 02593687-2510 | PUMP,CMCP,R9,1/15HP CONT.,115V,60HZ,1SPD,S/C,48"MINI,HI-FLO | 1/15 | 40 | 91693655 | 2.2 | 1.4 | 1 | 115 | CMCP-550111 | 93529302 | Y | R9
no cord, will have to move the wetend rotation to R9 | 02593001-2010 | 02593687-2520 | *OBS*PUMP,CMCP,R9,1/15HP CONT.,230V,60HZ,1SPD,S/C,60"MINI,3HSD&9NPT,H | 1/15 | [5 empty] | 230 |  |  | Y | R9
no cord, will have to move the wetend rotation to R9 | 02593000-2010 | 02593687-3510 | PUMP,CMCP,R9,1/10HP CONT.,115V,60HZ,1SPD,S/C,48"MINI,HI-FLO | 1/10 | 50 | 91693655 | 1.91 | 1.5 | 1 | 115 | CMCP-550111 | 93530000 | Y | R9
no cord, will have to move the wetend rotation to R3 | 02593001-2010 | 02910000-2020 | PUMP,CMCP,R3,1/15HP CONT.,230V,60HZ,1SPD,S/C,48"MINI,HI-FLO,NPSC@3,9NPT | 1/15 | 40 | 91693655 | 2.2 | 0.6 | 1 | 230 | CMCP-550112 | 93529303 | Y | R3
no cord | 02593001-2010 | 02910100-2520 | PUMP,CMCP,R0,1/15HP CONT.,230V,60HZ,1SPD,S/C,60"4P | 1/15 | 40 | 91693655 | 2.2 | 0.6 | 1 | 230 | CMCP-550112 | 93529303 | Y | R0
no cord | 02593001-2010 | 02910649-2020 | PUMP,CMCP,R0,1/15HP CONT.,230V,60HZ,1SPD,S/C,48"MINI,HI-FLO,,3&9NPSC | 1/15 | 40 | 91693655 | 2.2 | 0.6 | 1 | 230 | CMCP-550112 | 93529303 | Y | R0
no cord | 02593000-2010 | 02910684-2520 | PUMP,CMCP,R0,1/15HP CONT.,115V,60HZ,1SPD,S/C,60"4P,VITON,HI-FLO | 1/15 | 40 | 91693655 | 2.2 | 1.4 | 1 | 115 | CMCP-550111 | 93529302 | Y | R0
no cord | 02593000-2010 | 02910684-2522 | PUMP,CMCP,R0,1/15HP CONT.,115V,60HZ,1SPD,S/C,60"4P,VITON,HI-FLO | 1/15 | 40 | 91693655 | 2.2 | 1.4 | 1 | 115 | CMCP-550111 | 93529302 | Y | R0
no cord | 02593000-2010 | 02910684-2580 | PUMP,CMCP,R0,1/15HP CONT.,115V,60HZ,1SPD,S/C,60"4P,VITON,HI-FLO | 1/15 | 40 | 91693655 | 2.2 | 1.4 | 1 | 115 | CMCP-550111 | 93529302 | Y | R0

## FMCP
COMMENTS | REPLACEMENT | PART NBR TO REPLACE | DESCRIPTION | PUMP HP | HI FLOW | PUMP MOTOR | PUMP IMPELLER | HI PRES | HI AMP | LO AMP | PUMP SPD | PUMP VOLT | MODEL NBR | PUMP MODEL | CORD Y or N | VOLUTE ROTATION
2 speed motor | 02610000-1010 | 02505000-1100 | PUMP,FMCP,R0,1.0HP CONT.,115V,60HZ,1SPD,D/C | 1.0 | 50 | 93493001 | 91693501 | 11.7 | 9.3 | n/a | 1 | 115 | FMCP-551011 | FMCP | N | R0
2spd | 02607000-1010 | 02507000-1000 | PUMP,FMCP,R0,.75HP CONT.,115V,60HZ,1SPD,D/C | .75 | 60 | 93491001 | 91693551 | 15 | 9.2 | n/a | 1 | 115 | FMCP-550711 | FMCP | N | R0
2spd | 02607000-1010 | 02507000-1010 | PUMP,FMCP,R0,.75HP CONT.,115V,60HZ,1SPD,D/C | .75 | 60 | 93491001 | 91693551 | 15 | 9.2 | n/a | 1 | 115 | FMCP-550711 | FMCP | N | R0
no cord, 2 speed motor | 02607000-1010 | 02507000-2010 | PUMP,FMCP,R0,.75HP CONT.,115V,60HZ,1SPD,S/C,48"MINI | .75 | 70 | 93521005 | 91693551 | 10.6 | 10.5 | n/a | 1 | 115 | FMCP-550711 | FMCP | Y | R0
will have to move to R9, 2 spd | 02607000-1010 | 02507202-1010 | PUMP,FMCP,R9,.75HP CONT.,115V,60HZ,1SPD,D/C | .75 | 60 | 93491001 | 91693551 | 15 | 9.2 | n/a | 1 | 115 | FMCP-550711 | FMCP | N | R9
no cord, 2 speed motor | 02607000-1010 | 02507281-1000 | PUMP,FMCP,R0,.75HP CONT.,115V,60HZ,1SPD,D/C,40"NEMA @3 | .75 | 60 | 93491001 | 91693551 | 15 | 9.2 | n/a | 1 | 115 | FMCP-550711 | FMCP | Y | R0
only 1.5HP avail. In 230V | n/a in 1/2HP | 02509000-2010 | PUMP,FMCP,R0,.50HP CONT.,220V,60HZ,1SPD,S/C,3515 IMP | .50 | 48.4 | 93520550 | 91693515 | 9.0 | 2.8 | n/a |  | 220 | FMCP-550513 | FMCP | N | R0
only 1.5HP avail. In 230V | n/a in 1/2HP | 02509000-2310 | PUMP,FMCP,R0,.50HP CONT.,220V,60HZ,1SPD,S/C,3515 IMP | .50 | 48.4 | 93520550 | 91693515 | 9.0 | 2.8 | n/a | 1 | 220 | FMCP-550513 | FMCP | N | R0
2 speed motor | 02610000-1010 | 02510000-1010 | PUMP,FMCP,R0,1.0HP CONT.,115V,60HZ,1SPD,D/C | 1.0 | 89 | 93493001 | 91693601 | 10 | 12.0 | n/a | 1 | 115 | FMCP-551011 | FMCP | N | R0
replacement will have a base, 2spd | 02610000-1010 | 02510003-2000 | PUMP,FMCP,R0,1.0HP CONT.,115V,60HZ,1SPD,D/C,L/BASE | 1.0 |  | 93523020 | 91693601 |  |  | n/a | 1 | 115 | FMCP-551011 | FMCP | N | R0
no cord, 2spd | 02610000-1010 | 02510281-1000 | PUMP,FMCP,R0,1.0HP CONT.,115V,60HZ,1SPD,D/C,40"NEMA @3 | 1.0 | 89 | 93493001 | 91693601 | 10 | 12.0 | n/a | 1 | 115 | FMCP-551011 | FMCP | Y | R0
2 speed motor | 02610000-1010 | 02510303-2010 | PUMP,FMCP,R0,1.0HP CONT.,115V,60HZ,1SPD,S/C,PINNACLE | 1.0 | 89 | 93523005 | 91693601 | 10 | 12.0 | n/a | 1 | 115 | FMCP-551011 | FMCP | N | R0
2 speed motor | 02610000-1010 | 02510500-2010 | PUMP,FMCP,R0,1.0HP CONT.,115V,60HZ,1SPD,S/C | 1.0 | 89 | 93523005 | 91693601 | 10 | 12.0 | n/a | 1 | 115 | FMCP-551011 | FMCP | N | R0
no cord, 2spd | 02610000-1010 | 02510561-2000 | PUMP,FMCP,R0,1.0HP CONT.,115V,60HZ,1SPD,D/C,36"4P | 1.0 | 89 | 93523002 | 91693601 | 10 | 12.0 | n/a | 1 | 115 | FMCP-551011 | FMCP | Y | R0
2 speed motor | 02610000-1010 | 02510725-2100 | PUMP,FMCP,R0,1.0HP CONT.,115V,60HZ,1SPD,D/C,W/O DRN PLUG | 1.0 | 75 | 93523021 | 91693501 | 6.9 | 8.8 | n/a | 1 | 115 | FMCP-551011 | FMCP | N | R0
2 speed motor | 02615000-1010 | 02515000-1010 | PUMP,FMCP,R0,1.5HP CONT.,115V,60HZ,1SPD,D/C | 1.5 | 101 | 93495001 | 91693651 | 14 | 16.0 | n/a | 1 | 115 | FMCP-551511 | FMCP | N | R0
2 speed motor | 02615000-1010 | 02515000-2010 | PUMP,FMCP,R0,1.5HP CONT.,115V,60HZ,1SPD,D/C | 1.5 | 101 | 93525015 | 91693651 | 14 | 15.0 | n/a | 1 | 115 | FMCP-551511 | FMCP | N | R0
2 speed motor | 02615005-1010 | 02515001-2010 | PUMP,FMCP,R0,1.5HP CONT.,230V,60HZ,1SPD,D/C | 1.5 | 101 | 93525015 | 91693651 | 14 | 7.5 | n/a | 1 | 230 | FMCP-551512 | FMCP | N | R0
2 speed motor | 02615005-1010 | 02515298-1010 | PUMP,FMCP,R0,1.5HP CONT.,230V,60HZ,1SPD,D/C,PINNACLE | 1.5 | 102 | 93495001 | 91693651 | 14 | 8.0 | n/a | 1 | 230 | FMCP-551512 | FMCP | N | R0
2 speed motor | 02615005-1010 | 02515299-2010 | PUMP,FMCP,R0,1.5HP CONT.,230V,60HZ,1SPD,D/C,PINNACLE | 1.5 | 101 | 93525015 | 91693651 | 14 | 7.5 | n/a | 1 | 230 | FMCP-551512 | FMCP | N | R0
no cord, will have to move to R3 | 02615000-1010 | 02517954-1000 | PUMP,FMCP,R3,1.5HP CONT.,115V,60HZ,1SPD,D/C,48"MINI | 1.5 | 90 | 93495001 | 91693654 | 11.5 | 13.0 | n/a | 1 | 115 | FMCP-551511 | FMCP | Y | R3
no cord, will have to move to R3 | 02615000-1010 | 02517954-1300 | PUMP,FMCP,R3,1.5HP CONT.,115V,60HZ,1SPD,D/C,48"MINI | 1.5 | 90 | 93495001 | 91693654 | 11.5 | 13.0 | n/a | 1 | 115 | FMCP-551511 | FMCP | Y | R3
model # 02615000-1010 | only 1.5HP 2spd avail. In 115v | 02520000-1010 | PUMP,FMCP,R0,2.0HP CONT.,D/V,115V,60HZ,1SPD,D/C | 2.0 | 105 | 93496000 | 91693700 | 16 | 20.0 | n/a | 1 | 115 | FMCP-552011 | FMCP | N | R0
2 speed motor | 02620000-1010 | 02520300-2010 | PUMP,FMCP,R0,2.0HP CONT.,230V,60HZ,1SPD,S/C,PINNACLE | 2.0 | 98 | 93526003 | 91693700 | 19 | 7.4 | n/a | 1 | 230 | FMCP-552012 | FMCP | N | R0
2 speed motor | 02620000-1010 | 02520500-2010 | PUMP,FMCP,R0,2.0HP CONT.,230V,60HZ,1SPD,S/C | 2.0 | 98 | 93526003 | 91693700 | 19 | 7.4 | n/a | 1 | 230 | FMCP-552012 | FMCP | N | R0
2 speed motor | 02620000-1010 | 02520500-2110 | PUMP,FMCP,R0,2.0HP CONT.,230V,60HZ,1SPD,S/C | 2.0 | 98 | 93526003 | 91693700 | 19 | 7.4 | n/a | 1 | 230 | FMCP-552012 | FMCP | N | R0
2 speed motor | 02620000-1010 | 02520500-2310 | PUMP,FMCP,R0,2.0HP CONT.,230V,60HZ,1SPD,S/C | 2.0 | 98 | 93526003 | 91693700 | 19 | 7.4 | n/a | 1 | 230 | FMCP-552012 | FMCP | N | R0
| 02607000-1010 | 02607000-1000 | PUMP,FMCP,R0,.75HP CONT.,115V,60HZ,2SPD,D/C | .75 | 57 | 93491341 | 91693551 | 15 | 8.8 | 2.6 | 2 | 115 | FMCP-550721 | FMCP | N | R0
| 02607000-1010 | 02607000-1010 | PUMP,FMCP,R0,.75HP CONT.,115V,60HZ,2SPD,D/C | .75 | 57 | 93491341 | 91693551 | 15 | 8.8 | 2.6 | 2 | 115 | FMCP-550721 | FMCP | N | R0
| 02607000-1010 | 02607000-2010 | *OBS*PUMP,FMCP,R0,.75HP CONT.,115V,60HZ,2SPD,D/C | .75 |  |  | 91693551 |  |  |  | 2 | 115 | FMCP-550721 | FMCP | N | R0
no cord, speed inverted | 02607000-1010 | 02607111-1000 | PUMP,FMCP,R0,.75HP CONT.,115V,60HZ,2SPD,D/C,36"4P,RW | .75 | 57 | 93491341 | 91693551 | 15 | 8.8 | 2.6 | 2 | 115 | FMCP-550721 | FMCP | Y | R0
no cord, speed inverted | 02607000-1010 | 02607111-1010 | PUMP,FMCP,R0,.75HP CONT.,115V,60HZ,2SPD,D/C,36"4P RW | .75 | 57 | 93491341 | 91693551 | 15 | 8.8 | 2.6 | 2 | 115 | FMCP-550721 | FMCP | Y | R0
no cord, speed inverted | 02607000-1010 | 02607111-1110 | PUMP,FMCP,R0,.75HP CONT.,115V,60HZ,2SPD,D/C,36"4P RW | .75 | 57 | 93491341 | 91693551 | 15 | 8.8 | 2.6 | 2 | 115 | FMCP-550721 | FMCP | Y | R0
no cord, speed inverted | 02607000-1010 | 02607111-1300 | PUMP,FMCP,R0,.75HP CONT.,115V,60HZ,2SPD,D/C,36"4P,RW | .75 | 57 | 93491341 | 91693551 | 15 | 8.8 | 2.6 | 2 | 115 | FMCP-550721 | FMCP | Y | R0
no cord, speed inverted | 02607000-1010 | 02607111-1310 | PUMP,FMCP,R0,.75HP CONT.,115V,60HZ,2SPD,D/C,36"4P RW | .75 | 57 | 93491341 | 91693551 | 15 | 8.8 | 2.6 | 2 | 115 | FMCP-550721 | FMCP | Y | R0
no cord | 02607000-1010 | 02607208-1000 | PUMP,FMCP,R0,.75HP CONT.,115V,60HZ,2SPD,D/C,36"4P | .75 | 57 | 93491341 | 91693551 | 15 | 8.8 | 2.6 | 2 | 115 | FMCP-550721 | FMCP | Y | R0
| 02610000-1010 | 02610000-1000 | PUMP,FMCP,R0,1.0HP CONT.,115V,60HZ,2SPD,D/C | 1.0 | 88 | 93493341 | 91693601 | 11.0 | 11.0 | 3.0 | 2 | 115 | FMCP-551021 | FMCP | N | R0
| 02610000-1010 | 02610000-1010 | PUMP,FMCP,R0,1.0HP CONT.,115V,60HZ,2SPD,D/C | 1.0 | 88 | 93493341 | 91693601 | 11.0 | 11.0 | 3.0 | 2 | 115 | FMCP-551021 | FMCP | N | R0
| 02610000-1010 | 02610000-1310 | PUMP,FMCP,R0,1.0HP CONT.,115V,60HZ,2SPD,D/C | 1.0 | 88 | 93493341 | 91693601 | 11.0 | 11.0 | 3.0 | 2 | 115 | FMCP-551021 | FMCP | N | R0
no cord, will have to move to R9 | 02610000-1010 | 02610001-2010 | PUMP,FMCP,R9,1.0HP CONT.,115V,60HZ,2SPD,S/C,48"MINI | 1.0 | 90 | 93523353 | 91693601 | 10 | 10.3 | 3.5 | 2 | 115 | FMCP-551021 | FMCP | Y | R9
no cord, will have to move to R9 | 02610000-1010 | 02610001-2310 | PUMP,FMCP,R9,1.0HP CONT.,115V,60HZ,2SPD,S/C,48"MINI | 1.0 | 90 | 93523353 | 91693601 | 10 | 10.3 | 3.5 | 2 | 115 | FMCP-551021 | FMCP | Y | R9
only 1.5HP avail. In 230V | n/a in 1.0HP | 02610005-1010 | PUMP,FMCP,R0,1.0HP CONT.,230V,60HZ,2SPD,D/C | 1.0 | 85 | 93493360 | 91693601 | 10 | 6.3 | 1.6 | 2 | 230 | FMCP-551022 | FMCP | N | R0
Watkins/Caldera | n/a contact spa manufactuer | 02610183-1010 | PUMP,FMCP,R9,1.0HP CONT.,115V,60HZ,2SPD,D/C,36"4P,CALDERA#009064 | 1.0 | 88 | 93493341 | 91693601 | 11.0 | 11.0 | 3.0 | 2 | 115 | FMCP-551021 | FMCP | Y | R9
Watkins/Caldera | n/a contact spa manufactuer | 02610183-1110 | PUMP,FMCP,R9,1.0HP CONT.,115V,60HZ,2SPD,D/C,36"4P,CALDERA#009064 | 1.0 | 88 | 93493341 | 91693601 | 11.0 | 11.0 | 3.0 | 2 | 115 | FMCP-551021 | FMCP | Y | R9
Watkins/Caldera | n/a contact spa manufactuer | 02610183-1310 | PUMP,FMCP,R9,1.0HP CONT.,115V,60HZ,2SPD,D/C,36"4P,CALDERA#009064 | 1.0 | 88 | 93493341 | 91693601 | 11.0 | 11.0 | 3.0 | 2 | 115 | FMCP-551021 | FMCP | Y | R9
will have to move to R9 | 02610000-1010 | 02610202-1000 | PUMP,FMCP,R9,1.0HP CONT.,115V,60HZ,2SPD,D/C | 1.0 | 88 | 93493341 | 91693601 | 11.0 | 11.0 | 3.0 | 2 | 115 | FMCP-551021 | FMCP | N | R9
will have to move to R9 | 02610000-1010 | 02610202-1010 | PUMP,FMCP,R9,1.0HP CONT.,115V,60HZ,2SPD,D/C | 1.0 | 88 | 93493341 | 91693601 | 11.0 | 11.0 | 3.0 | 2 | 115 | FMCP-551021 | FMCP | N | R9
will have to move to R9 | 02610000-1010 | 02610216-1010 | *OBS*PUMP,FMCP,R9,1.0HP CONT.,115V,60HZ,2SPD,D/C,10.3AMPS | 1.0 |  | 93493351 | 91693601 |  |  |  | 2 | 115 | FMCP-551021 | FMCP | N | R9
| 02610000-1010 | 02610302-2010 | PUMP,FMCP,R0,1.0HP CONT.,115V,60HZ,2SPD,S/C,PINNACLE | 1.0 | 90 | 93523353 | 91693601 | 10 | 10.3 | 3.5 | 2 | 115 | FMCP-551021 | FMCP | N | R0
no cord | 02610000-1010 | 02610408-2000 | PUMP,FMCP,R0,1.0HP CONT.,115V,60HZ,2SPD,S/C,36"4P,BRETT | 1.0 | 90 | 93523353 | 91693601 | 10 | 10.3 | 3.5 | 2 | 115 | FMCP-551021 | FMCP | Y | R0
| 02610000-1010 | 02610500-2000 | PUMP,FMCP,R0,1.0HP CONT.,115V,60HZ,2SPD,S/C | 1.0 | 90 | 93523353 | 91693601 | 10 | 10.3 | 3.5 | 2 | 115 | FMCP-551021 | FMCP | N | R0
| 02610000-1010 | 02610500-2010 | PUMP,FMCP,R0,1.0HP CONT.,115V,60HZ,2SPD,S/C | 1.0 | 90 | 93523353 | 91693601 | 10 | 10.3 | 3.5 | 2 | 115 | FMCP-551021 | FMCP | N | R0
no cord | 02610000-1010 | 02610510-2010 | PUMP,FMCP,R0,1.0HP CONT.,115V,60HZ,2SPD,S/C,36"4P | 1.0 | 90 | 93523353 | 91693601 | 10 | 10.3 | 3.5 | 2 | 115 | FMCP-551021 | FMCP | Y | R0
will have to move to R9 | 02610000-1010 | 02610516-2000 | PUMP,FMCP,R9,1.0HP CONT.,115V,60HZ,2SPD,S/C,LSS | 1.0 | 90 | 93523353 | 91693601 | 10 | 10.3 | 3.5 | 2 | 115 | FMCP-551021 | FMCP | N | R9
will have to move to R9 | 02610000-1010 | 02610516-2010 | PUMP,FMCP,R9,1.0HP CONT.,115V,60HZ,2SPD,S/C,LSS | 1.0 | 90 | 93523353 | 91693601 | 10 | 10.3 | 3.5 | 2 | 115 | FMCP-551021 | FMCP | N | R9
will have to move to R9 | 02610000-1010 | 02610516-2100 | PUMP,FMCP,R9,1.0HP CONT.,115V,60HZ,2SPD,S/C,LSS | 1.0 | 90 | 93523353 | 91693601 | 10 | 10.3 | 3.5 | 2 | 115 | FMCP-551021 | FMCP | N | R9
will have to move to R9 | 02610000-1010 | 02610516-2110 | PUMP,FMCP,R9,1.0HP CONT.,115V,60HZ,2SPD,S/C,LSS | 1.0 | 90 | 93523353 | 91693601 | 10 | 10.3 | 3.5 | 2 | 115 | FMCP-551021 | FMCP | N | R9
will have to move to R9 | 02610000-1010 | 02610516-2300 | PUMP,FMCP,R9,1.0HP CONT.,115V,60HZ,2SPD,S/C,LSS | 1.0 | 90 | 93523353 | 91693601 | 10 | 10.3 | 3.5 | 2 | 115 | FMCP-551021 | FMCP | N | R9
will have to move to R9 | 02610000-1010 | 02610524-1010 | PUMP,FMCP,R9,1.0HP CONT.,115V,60HZ,2SPD,D/C,36"4P | 1.0 | 88 | 93493341 | 91693601 | 11.0 | 11.0 | 3.0 | 2 | 115 | FMCP-551021 | FMCP | Y | R9
only 1.5HP avail. In 230V(no cord, will move to R3) | n/a in 1.0HP | 02610528-2010 | *OBS*PUMP,FMCP,R3,1.0HP CONT.,230V,60HZ,1SPD,D/C,36"3P | 1.0 | [6 empty] | 1 | 230 | FMCP-551012 | FMCP | Y | R3
(normal impeller) | 02610000-1010 | 02610729-2300 | PUMP,FMCP,R0,1.0HP CONT.,115V,60HZ,2SPD,D/C,-3602 IMP | 1.0 | 82 | 93523341 | 91693602 | 10.4 | 10.0 | 2.9 | 2 | 115 | FMCP-551021 | FMCP | N | R0
Watkins/Caldera | n/a contact spa manufactuer | 02610736-1300 | PUMP,FMCP,R9,1.0HP CONT.,115V,60HZ,2SPD,D/C,60",RW/BLK-HI,MNFLD,WATKINS#39584 | 1.0 | 88 | 93493341 | 91693601 | 11.0 | 11.0 | 3.0 | 2 | 115 | FMCP-551021 | FMCP | Y | R9
Watkins/Caldera | n/a contact spa manufactuer | 02610736-1310 | PUMP,FMCP,R9,1.0HP CONT.,115V,60HZ,2SPD,D/C,60",RW/BLK-HI,MNFLD,WATKINS#39584 | 1.0 | 88 | 93493341 | 91693601 | 11.0 | 11.0 | 3.0 | 2 | 115 | FMCP-551021 | FMCP | Y | R9
| 02610000-1010 | 02610851-1010 | PUMP,FMCP,R0,1.0HP CONT.,115V,60HZ,2SPD,D/C,PINNACLE 19-2000 | 1.0 | 88 | 93493341 | 91693601 | 11.0 | 11.0 | 3.0 | 2 | 115 | FMCP-551021 | FMCP | N | R0
no cord, timer switch n/a anymore | 02610000-1010 | 02610865-1000 | PUMP,FMCP,R0,1.0HP CONT.,115V,60HZ,2SPD,D/C,40"NEMA,T/S | 1.0 | 88 | 93493341 | 91693601 | 11.0 | 11.0 | 3.0 | 2 | 115 | FMCP-551021 | FMCP | Y | R0
| 02615000-1010 | 02615000-1000 | PUMP,FMCP,R0,1.5HP CONT.,115V,60HZ,2SPD,D/C | 1.5 | 101 | 93495111 | 91693651 | 14 | 13.8 | 3.8 | 2 | 115 | FMCP-551521 | FMCP | N | R0
| 02615000-1010 | 02615000-1010 | PUMP,FMCP,R0,1.5HP CONT.,115V,60HZ,2SPD,D/C | 1.5 | 101 | 93495111 | 91693651 | 14 | 13.8 | 3.8 | 2 | 115 | FMCP-551521 | FMCP | N | R0
| 02615000-1010 | 02615000-1310 | PUMP,FMCP,R0,1.5HP CONT.,115V,60HZ,2SPD,D/C | 1.5 | 101 | 93495111 | 91693651 | 14 | 13.8 | 3.8 | 2 | 115 | FMCP-551521 | FMCP | N | R0
no cord | 02615000-1010 | 02615001-2010 | PUMP,FMCP,R0,1.5HP CONT.,115V,60HZ,2SPD,S/C,48"4P | 1.5 | 107 | 93525104 | 91693651 | 12.6 | 13.9 | 3.9 | 2 | 115 | FMCP-551521 | FMCP | Y | R0
no cord | 02615000-1010 | 02615001-2310 | PUMP,FMCP,R0,1.5HP CONT.,115V,60HZ,2SPD,S/C,48"4P | 1.5 | 107 | 93525104 | 91693651 | 12.6 | 13.9 | 3.9 | 2 | 115 | FMCP-551521 | FMCP | Y | R0
| 02615005-1010 | 02615005-1000 | PUMP,FMCP,R0,1.5HP CONT.,230V,60HZ,2SPD,D/C | 1.5 | 101 | 93495141 | 91693651 | 14 | 8.0 | 2.6 | 2 | 230 | FMCP-551522 | FMCP | N | R0
| 02615005-1010 | 02615005-1010 | PUMP,FMCP,R0,1.5HP CONT.,230V,60HZ,2SPD,D/C | 1.5 | 101 | 93495141 | 91693651 | 14 | 8.0 | 2.6 | 2 | 230 | FMCP-551522 | FMCP | N | R0
| 02615005-1010 | 02615005-1310 | PUMP,FMCP,R0,1.5HP CONT.,230V,60HZ,2SPD,D/C | 1.5 | 101 | 93495141 | 91693651 | 14 | 8.0 | 2.6 | 2 | 230 | FMCP-551522 | FMCP | N | R0
| 02615005-1010 | 02615005-2010 | *OBS*PUMP,FMCP,R0,1.5HP CONT.,230V,60HZ,2SPD,D/C | 1.5 | 101 | 93525141 | 91693651 | 14 | 7.5 | 2.2 | 2 | 230 | FMCP-551522 | FMCP | N | R0
no cord | 02615005-1010 | 02615211-2000 | *OBS*PUMP,FMCP,R0,1.5HP CONT.,230V,60HZ,2SPD,D/C,36"4P,BRETT | 1.5 | 101 | 93525141 | 91693651 | 14 | 7.5 | 2.2 | 2 | 230 | FMCP-551522 | FMCP | Y | R0
| 02615005-1010 | 02615298-1010 | PUMP,FMCP,R0,1.5HP CONT.,230V,60HZ,2SPD,D/C,PINNACLE | 1.5 | 101 | 93495141 | 91693651 | 14 | 8.0 | 2.6 | 2 | 230 | FMCP-551522 | FMCP | N | R0
| 02615000-1010 | 02615302-2010 | PUMP,FMCP,R0,1.5HP CONT.,115V,60HZ,2SPD,S/C,PINNACLE | 1.5 | 107 | 93525104 | 91693651 | 12.6 | 13.9 | 3.9 | 2 | 115 | FMCP-551521 | FMCP | N | R0
| 02615005-1010 | 02615361-2010 | PUMP,FMCP,R0,1.5HP CONT.,230V,60HZ,2SPD,S/C | 1.5 | 101 | 93525143 | 91693651 | 14 | 7.5 | 2.0 | 2 | 230 | FMCP-551522 | FMCP | N | R0
| 02615005-1010 | 02615395-2000 | PUMP,FMCP,R0,1.5HP CONT.,230V,60HZ,2SPD,S/C | 1.5 | 101 | 93525143 | 91693651 | 14 | 7.5 | 2.0 | 2 | 230 | FMCP-551522 | FMCP | N | R0
no cord | 02615000-1010 | 02615408-2000 | PUMP,FMCP,R0,1.5HP CONT.,115V,60HZ,2SPD,S/C,36"4P,BRETT | 1.5 | 107 | 93525104 | 91693651 | 12.6 | 13.9 | 3.9 | 2 | 115 | FMCP-551521 | FMCP | Y | R0
| 02615000-1010 | 02615500-2000 | PUMP,FMCP,R0,1.5HP CONT.,115V,60HZ,2SPD,S/C | 1.5 | 107 | 93525104 | 91693651 | 12.6 | 13.9 | 3.9 | 2 | 115 | FMCP-551521 | FMCP | N | R0
| 02615000-1010 | 02615500-2010 | PUMP,FMCP,R0,1.5HP CONT.,115V,60HZ,2SPD,S/C | 1.5 | 107 | 93525104 | 91693651 | 12.6 | 13.9 | 3.9 | 2 | 115 | FMCP-551521 | FMCP | N | R0
| 02615000-1010 | 02615500-2310 | PUMP,FMCP,R0,1.5HP CONT.,115V,60HZ,2SPD,S/C | 1.5 | 107 | 93525104 | 91693651 | 12.6 | 13.9 | 3.9 | 2 | 115 | FMCP-551521 | FMCP | N | R0
no cord, will have to move to R3 | 02615000-1010 | 02615509-2000 | PUMP,FMCP,R3,1.5HP CONT.,115V,60HZ,2SPD,S/C,36"4P | 1.5 | 107 | 93525104 | 91693651 | 12.6 | 13.9 | 3.9 | 2 | 115 | FMCP-551521 | FMCP | Y | R3
no cord, will have to move to R3 | 02615000-1010 | 02615509-2010 | PUMP,FMCP,R3,1.5HP CONT.,115V,60HZ,2SPD,S/C,36"4P | 1.5 | 107 | 93525104 | 91693651 | 12.6 | 13.9 | 3.9 | 2 | 115 | FMCP-551521 | FMCP | Y | R3
no cord, will have to move to R3 | 02615000-1010 | 02615509-2100 | PUMP,FMCP,R3,1.5HP CONT.,115V,60HZ,2SPD,S/C,36"4P | 1.5 | 107 | 93525104 | 91693651 | 12.6 | 13.9 | 3.9 | 2 | 115 | FMCP-551521 | FMCP | Y | R3
no cord, will have to move to R3 | 02615000-1010 | 02615509-2300 | PUMP,FMCP,R3,1.5HP CONT.,115V,60HZ,2SPD,S/C,36"4P | 1.5 | 107 | 93525104 | 91693651 | 12.6 | 13.9 | 3.9 | 2 | 115 | FMCP-551521 | FMCP | Y | R3
no cord, will have to move to R3 | 02615000-1010 | 02615509-5000 | PUMP,FMCP,R3,1.5HP CONT.,115V,60HZ,2SPD,S/C,36"4P,3&9NPSC | 1.5 | 120 | 93513100 | 91693651 | 8.4 | 14.4 | 5.1 | 2 | 115 | FMCP-551521 | FMCP | Y | R3
no cord | 02615000-1010 | 02615510-2000 | PUMP,FMCP,R0,1.5HP CONT.,115V,60HZ,2SPD,S/C,36"4P | 1.5 | 107 | 93525104 | 91693651 | 12.6 | 13.9 | 3.9 | 2 | 115 | FMCP-551521 | FMCP | Y | R0
no cord | 02615000-1010 | 02615510-2010 | PUMP,FMCP,R0,1.5HP CONT.,115V,60HZ,2SPD,S/C,36"4P | 1.5 | 107 | 93525104 | 91693651 | 12.6 | 13.9 | 3.9 | 2 | 115 | FMCP-551521 | FMCP | Y | R0
no cord | 02615000-1010 | 02615520-1010 | PUMP,FMCP,R0,1.5HP CONT.,115V,60HZ,2SPD,D/C,36"4P | 1.5 | 101 | 93495111 | 91693651 | 14 | 13.8 | 3.8 | 2 | 115 | FMCP-551521 | FMCP | Y | R0
Watkins/Caldera | n/a contact spa manufactuer | 02615733-1300 | PUMP,FMCP,R0,1.5HP CONT.,230V,60HZ,2SPD,D/C,60", WATKINS#39585 | 1.5 | 101 | 93495141 | 91693651 | 14 | 8.0 | 2.6 | 2 | 230 | FMCP-551522 | FMCP | Y | R0
Watkins/Caldera | n/a contact spa manufactuer | 02615733-1340 | PUMP,FMCP,R0,1.5HP CONT.,230V,60HZ,2SPD,D/C,60",WATKINS#39585 | 1.5 | 101 | 93495141 | 91693651 | 14 | 8.0 | 2.6 | 2 | 230 | FMCP-551522 | FMCP | Y | R0
| 02615000-1010 | 02615851-1010 | PUMP,FMCP,R0,1.5HP CONT.,115V,60HZ,2SPD,D/C,PINNACLE 19-2001 | 1.5 | 101 | 93495111 | 91693651 | 14 | 13.8 | 3.8 | 2 | 115 | FMCP-551521 | FMCP | N | R0
| 02620000-1010 | 02620000-1000 | PUMP,FMCP,R0,2.0HP CONT.,230V,60HZ,2SPD,D/C | 2.0 | 98 | 93496103 | 91693700 | 19 | 7.7 | 2.8 | 2 | 230 | FMCP-552022 | FMCP | N | R0
| 02620000-1010 | 02620000-1010 | PUMP,FMCP,R0,2.0HP CONT.,230V,60HZ,2SPD,D/C | 2.0 | 98 | 93496103 | 91693700 | 19 | 7.7 | 2.8 | 2 | 230 | FMCP-552022 | FMCP | N | R0
| 02620000-1010 | 02620000-1310 | PUMP,FMCP,R0,2.0HP CONT.,230V,60HZ,2SPD,D/C | 2.0 | 98 | 93496103 | 91693700 | 19 | 7.7 | 2.8 | 2 | 230 | FMCP-552022 | FMCP | N | R0
| 02620000-1010 | 02620000-2010 | *OBS*PUMP,FMCP,R0,2.0HP CONT.,230V,60HZ,2SPD,D/C | 2.0 |  | 93526102 | 91693700 |  |  |  | 2 | 230 | FMCP-552022 | FMCP | N | R0
| 02620000-1010 | 02620301-2010 | PUMP,FMCP,R0,2.0HP CONT.,230V,60HZ,2SPD,S/C,PINNACLE | 2.0 | 98 | 93526106 | 91693700 | 19 | 7.2 | 3.1 | 2 | 230 | FMCP-552022 | FMCP | N | R0
| 02620000-1010 | 02620500-2000 | PUMP,FMCP,R0,2.0HP CONT.,230V,60HZ,2SPD,S/C | 2.0 | 98 | 93526106 | 91693700 | 19 | 7.2 | 3.1 | 2 | 230 | FMCP-552022 | FMCP | N | R0
| 02620000-1010 | 02620500-2010 | PUMP,FMCP,R0,2.0HP CONT.,230V,60HZ,2SPD,S/C | 2.0 | 98 | 93526106 | 91693700 | 19 | 7.2 | 3.1 | 2 | 230 | FMCP-552022 | FMCP | N | R0
| 02620000-1010 | 02620500-2310 | PUMP,FMCP,R0,2.0HP CONT.,230V,60HZ,2SPD,S/C | 2.0 | 98 | 93526106 | 91693700 | 19 | 7.2 | 3.1 | 2 | 230 | FMCP-552022 | FMCP | N | R0
| 02620000-1010 | 02620850-1010 | PUMP,FMCP,R0,2.0HP CONT.,230V,60HZ,2SPD,D/C,PINNACLE 19-2002 | 2.0 | 98 | 93496103 | 91693700 | 19 | 7.7 | 2.8 | 2 | 230 | FMCP-552022 | FMCP | N | R0
no cord, no trap, 2 speed motor | 02607000-1010 | 03507107-1080 | *OBS*PUMP,FMCP,R0,1.0MBHP,115V,60HZ,1SPD,D/C,40"NEMA,W/TRAP | .75 | 60 | 93491001 | 91693551 | 15 | 9.2 | n/a | 1 | 115 | FMCP-550711 | FMCP | Y | R0
no cord, no trap, 2 speed motor | 02607000-1010 | 03507107-2080 | *OBS*PUMP,FMCP,R0,1.0MBHP,115V,60HZ,1SPD,D/C,40"NEMA,W/TRAP | .75 |  | 93521002 | 91693551 |  |  | n/a | 1 | 115 | FMCP-550711 | FMCP | Y | R0
no cord, no trap, will t move to R3, 2 spd | 02607000-1010 | 03507165-1000 | PUMP,FMCP,R3,1.0MBHP,115V,60HZ,1SPD,D/C,36",NEMA,TRAP | .75 | 60 | 93491001 | 91693551 | 15 | 9.2 | n/a | 1 | 115 | FMCP-550711 | FMCP | Y | R3
no cord, 2 speed motor | 02607000-1010 | 03507243-1000 | PUMP,FMCP,R0,1.0MBHP,115V,60HZ,1SPD,D/C,36"NEMA | .75 | 60 | 93491001 | 91693551 | 15 | 9.2 | n/a | 1 | 115 | FMCP-550711 | FMCP | Y | R0
no cord, 2 speed motor | 02607000-1010 | 03507243-2000 | *OBS*PUMP,FMCP,R0,1.0MBHP,115V,60HZ,1SPD,D/C,36"NEMA | .75 |  | 93521002 | 91693551 |  |  | n/a | 1 | 115 | FMCP-550711 | FMCP | Y | R0
no cord, no trap, will t move to R9, 2spd | 02607000-1010 | 03507542-1000 | PUMP,FMCP,R9,1.0MBHP,115V,60HZ,1SPD,D/C,36",NEMA,TRAP,VITON | .75 | 60 | 93491001 | 91693551 | 15 | 9.2 | n/a | 1 | 115 | FMCP-550711 | FMCP | Y | R9
2 speed motor | 02610000-1010 | 03510000-2010 | PUMP,FMCP,R0,1.5MBHP,115V,60HZ,1SPD,D/C | 1.0 | 89 | 93523002 | 91693601 | 10 | 12.0 | n/a | 1 | 115 | FMCP-551011 | FMCP | N | R0
no cord, no trap, 2spd | 02610000-1010 | 03510001-1000 | PUMP,FMCP,R0,1.5MBHP,115V,60HZ,1SPD,D/C,36"NEMA,TRAP | 1.0 | 89 | 93493001 | 91693601 | 10 | 12.0 | n/a | 1 | 115 | FMCP-551011 | FMCP | Y | R0
only 1.5HP avail. In 230V | n/a in 1.0HP | 03510005-2010 | PUMP,FMCP,R0,1.5MBHP,230V,60HZ,1SPD,D/C | 1.0 | 89 | 93523050 | 91693601 | 10 | 6.1 | n/a | 1 | 230 | FMCP-551012 | FMCP | N | R0
no cord, no trap, 2spd | 02610000-1010 | 03510107-1080 | *OBS*PUMP,FMCP,R0,1.5MBHP,115V,60HZ,1SPD,D/C,40"NEMA,W/TRAP | 1.0 | 89 | 93493001 | 91693601 | 10 | 12.0 | n/a | 1 | 115 | FMCP-551011 | FMCP | Y | R0
no cord, no trap, 2spd | 02610000-1010 | 03510107-2080 | *OBS*PUMP,FMCP,R0,1.5MBHP,115V,60HZ,1SPD,D/C,40"NEMA,W/TRAP | 1.0 | 89 | 93523002 | 91693601 | 10 | 12.0 | n/a | 1 | 115 | FMCP-551011 | FMCP | Y | R0
2 speed motor | 02610000-1010 | 03510138-2100 | PUMP,FMCP,R0,1.5MBHP,115V,60HZ,1SPD,D/C,W/O DRN PLUG | 1.0 | 87 | 93523021 | 91693602 | 9.8 | 10.7 | n/a | 1 | 115 | FMCP-551011 | FMCP | N | R0
no cord, no trap, will to move to R3, 2spd | 02610000-1010 | 03510165-1000 | PUMP,FMCP,R3,1.5MBHP,115V,60HZ,1SPD,D/C,36",NEMA,TRAP | 1.0 | 89 | 93493001 | 91693601 | 10 | 12.0 | n/a | 1 | 115 | FMCP-551011 | FMCP | Y | R3
no cord, 2spd | 02610000-1010 | 03510243-1000 | PUMP,FMCP,R0,1.5MBHP,115V,60HZ,1SPD,D/C,36"NEMA | 1.0 | 89 | 93493001 | 91693601 | 10 | 12.0 | n/a | 1 | 115 | FMCP-551011 | FMCP | Y | R0
no cord, 2spd | 02610000-1010 | 03510243-2000 | PUMP,FMCP,R0,1.5MBHP,115V,60HZ,1SPD,D/C,36"NEMA | 1.0 | 89 | 93523002 | 91693601 | 10 | 12.0 | n/a | 1 | 115 | FMCP-551011 | FMCP | Y | R0
no cord, 2spd | 02610000-1010 | 03510281-1000 | PUMP,FMCP,R0,1.5MBHP,115V,60HZ,1SPD,D/C,40"NEMA @3 | 1.0 | 89 | 93493001 | 91693601 | 10 | 12.0 | n/a | 1 | 115 | FMCP-551011 | FMCP | Y | R0
no cord, 2spd | 02610000-1010 | 03510292-1110 | PUMP,FMCP,R0,1.5MBHP,115V,60HZ,1SPD,D/C,48"MINI | 1.0 | 89 | 93493003 | 91693601 | 10 | 12.0 | n/a | 1 | 115 | FMCP-551011 | FMCP | Y | R0
no cord, 2spd | 02610000-1010 | 03510292-1310 | PUMP,FMCP,R0,1.5MBHP,115V,60HZ,1SPD,D/C,48"MINI | 1.0 | 89 | 93493003 | 91693601 | 10 | 12.0 | n/a | 1 | 115 | FMCP-551011 | FMCP | Y | R0
no cord, no trap, will to move to R9, 2spd | 02610000-1010 | 03510542-1000 | PUMP,FMCP,R9,2.0MBHP,115V,60HZ,1SPD,D/C,36"NEMA,TRAP,VITON | 1.0 | 89 | 93493001 | 91693601 | 10 | 12.0 | n/a | 1 | 115 | FMCP-551011 | FMCP | Y | R9
no cord, 2spd | 02610000-1010 | 03510616-2080 | PUMP,FMCP,R0,1.5MBHP,115V,60HZ,1SPD,D/C,40"NEMA,.75MBHP IMP | 1.0 | 63 | 93523002 | 91693551 | 10 | 12.0 | n/a | 1 | 115 | FMCP-551011 | FMCP | Y | R0
no cord, 2spd | 02610000-1010 | 03510629-2100 | PUMP,FMCP,R0,1.5MBHP,115V,60HZ,1SPD,S/C,36"4P,VITON | 1.0 | 89 | 93523005 | 91693601 | 10 | 12.0 | n/a | 1 | 115 | FMCP-551011 | FMCP | Y | R0
no cord, 2spd | 02610000-1010 | 03510631-2000 | PUMP,FMCP,R0,1.5MBHP,115V,60HZ,1SPD,S/C,36"4P,VITON,RED WE | 1.0 | 89 | 93523005 | 91693601 | 10 | 12.0 | n/a | 1 | 115 | FMCP-551011 | FMCP | Y | R0
no cord, 2spd | 02610000-1010 | 03510631-2100 | PUMP,FMCP,R0,1.5MBHP,115V,60HZ,1SPD,S/C,36"4P,VITON,RED WET | 1.0 | 89 | 93523005 | 91693601 | 10 | 12.0 | n/a | 1 | 115 | FMCP-551011 | FMCP | Y | R0
no cord, 2spd | 02610000-1010 | 03510836-1110 | PUMP,FMCP,R0,1.5MBHP,115V,60HZ,1SPD,D/C,96"MINI | 1.0 | 89 | 93493003 | 91693601 | 10 | 12.0 | n/a | 1 | 115 | FMCP-551011 | FMCP | Y | R0
no cord, 2spd | 02610000-1010 | 03510836-1310 | PUMP,FMCP,R0,1.5MBHP,115V,60HZ,1SPD,D/C,96"MINI | 1.0 | 89 | 93493003 | 91693601 | 10 | 12.0 | n/a | 1 | 115 | FMCP-551011 | FMCP | Y | R0
no cord, no trap, will to move to R3, 2spd | 02610000-1010 | 03510931-1000 | PUMP,FMCP,R3,1.5MBHP,115V,60HZ,1SPD,D/C,36"NEMA | 1.0 | 89 | 93493001 | 91693601 | 10 | 12.0 | n/a | 1 | 115 | FMCP-551011 | FMCP | Y | R3
| 02610000-1010 | 03511000-1100 | PUMP,FMCP,R0,1.5MBHP,115V,60HZ,1SPD,D/C | 1.0 | 70 | 93493001 | 91693602 | 11.6 | 11.2 | n/a | 1 | 115 | FMCP-551011 | FMCP | N | R0
2 speed motor | 02615005-1010 | 03515001-1010 | PUMP,FMCP,R0,2.0MBHP,230V,60HZ,1SPD,D/C | 1.5 | 102 | 93495001 | 91693651 | 14 | 8.0 | n/a | 1 | 230 | FMCP-551512 | FMCP | N | R0
2 speed motor | 02615005-1010 | 03515001-2010 | PUMP,FMCP,R0,2.0MBHP,230V,60HZ,1SPD,D/C | 1.5 | 101 | 93525015 | 91693651 | 14 | 7.5 | n/a | 1 | 230 | FMCP-551512 | FMCP | N | R0
no cord, no trap, 2 speed motor | 02615000-1010 | 03515107-2080 | *OBS*PUMP,FMCP,R0,2.0MBHP,115V,60HZ,1SPD,D/C,40"NEMA,W/TRAP | 1.5 | 101 | 93525015 | 91693651 | 14 | 15.0 | n/a | 1 | 115 | FMCP-551511 | FMCP | Y | R0
no cord, 2 speed motor | 02615005-1010 | 03515558-1010 | PUMP,FMCP,R0,2.0MBHP,230V,60HZ,1SPD,D/C,60"4P | 1.5 | 102 | 93495001 | 91693651 | 14 | 8.0 | n/a | 1 | 230 | FMCP-551512 | FMCP | Y | R0
no cord, 2 speed motor | 02615005-1010 | 03515558-1110 | PUMP,FMCP,R0,2.0MBHP,230V,60HZ,1SPD,D/C,60"4P | 1.5 | 102 | 93495001 | 91693651 | 14 | 8.0 | n/a | 1 | 230 | FMCP-551512 | FMCP | Y | R0
no cord, 2 speed motor | 02615005-1010 | 03515558-1310 | PUMP,FMCP,R0,2.0MBHP,230V,60HZ,1SPD,D/C,60"4P | 1.5 | 102 | 93495001 | 91693651 | 14 | 8.0 | n/a | 1 | 230 | FMCP-551512 | FMCP | Y | R0
no cord, will have to move to R3 | 02615000-1010 | 03517000-1300 | PUMP,FMCP,R3,2.0MBHP,115V,60HZ,1SPD,D/C,60"3P | 1.5 | 90 | 93495001 | 91693654 | 11.5 | 13.0 | n/a | 1 | 115 | FMCP-551511 | FMCP | Y | R3
no cord, 2 speed motor | 02615000-1010 | 03517292-1300 | PUMP,FMCP,R0,2.0MBHP,115V,60HZ,1SPD,D/C,48"MINI | 1.5 | 90 | 93495001 | 91693654 | 11.5 | 13.0 | n/a | 1 | 115 | FMCP-551511 | FMCP | Y | R0
no cord, 2 speed motor | 02615005-1010 | 03517366-1300 | PUMP,FMCP,R0,2.0MBHP,230V,60HZ,1SPD,D/C,48"MINI | 1.5 | 80 | 93495001 | 91693654 | 13.1 | 7.0 | n/a | 1 | 230 | FMCP-551512 | FMCP | Y | R0
no cord, will have to move to R3 | 02615000-1010 | 03517954-1300 | PUMP,FMCP,R3,2.0MBHP,115V,60HZ,1SPD,D/C,48"MINI | 1.5 | 90 | 93495001 | 91693654 | 11.5 | 13.0 | n/a | 1 | 115 | FMCP-551511 | FMCP | Y | R3
no cord, 2 speed motor | 02620000-1010 | 03521000-2000 | PUMP,FMCP,R0,3.0MBHP,230V,60HZ,1SPD,S/C,79"4P,VITON | 2.0 | 98 | 93526003 | 91693700 | 19 | 7.4 | n/a | 1 | 230 | FMCP-552012 | FMCP | Y | R0
no cord, 2 speed motor | 02620000-1010 | 03521000-2300 | PUMP,FMCP,R0,3.0MBHP,230V,60HZ,1SPD,S/C,79"4P,VITON | 2.0 | 98 | 93526003 | 91693700 | 19 | 7.4 | n/a | 1 | 230 | FMCP-552012 | FMCP | Y | R0
no cord, 2 speed motor | 02620000-1010 | 03521000-5300 | PUMP,FMCP,R0,3.0MBHP,230V,60HZ,1SPD,S/C,79"4P,VITON | 2.0 | 110 | 93515200 | 91693700 | 15.4 | 8.4 | n/a | 1 | 230 | FMCP-552012 | FMCP | Y | R0
2 speed motor | 02620000-1010 | 03521142-1000 | PUMP,FMCP,R0,3.5MBHP,D/V,230V,60HZ,1SPD,D/C,VITON | 2.0 | 100 | 93496000 | 91693700 | 16.3 | 8.6 | n/a | 1 | 230 | FMCP-552012 | FMCP | Y | R0
| 02607000-1010 | 03607000-1000 | PUMP,FMCP,R0,1.0MBHP,115V,60HZ,2SPD,D/C | .75 | 57 | 93491341 | 91693551 | 15 | 8.8 | 2.6 | 2 | 115 | FMCP-550721 | FMCP | N | R0
no cord | 02607000-1010 | 03607001-1000 | PUMP,FMCP,R0,1.0MBHP,115V,60HZ,2SPD,D/C,48"4P,VITON | .75 | 57 | 93491341 | 91693551 | 15 | 8.8 | 2.6 | 2 | 115 | FMCP-550721 | FMCP | Y | R0
no cord | 02607000-1010 | 03607001-1300 | PUMP,FMCP,R0,1.0MBHP,115V,60HZ,2SPD,D/C,48"4P,VITON | .75 | 57 | 93491341 | 91693551 | 15 | 8.8 | 2.6 | 2 | 115 | FMCP-550721 | FMCP | Y | R0
| 02607000-1010 | 03607141-1000 | PUMP,FMCP,R0,1.0MBHP,115V,60HZ,2SPD,D/C,VITON | .75 | 57 | 93491341 | 91693551 | 15 | 8.8 | 2.6 | 2 | 115 | FMCP-550721 | FMCP | N | R0
no cord, no trap, will have to move to R9 | 02607000-1010 | 03607542-1000 | PUMP,FMCP,R9,1.0MBHP,115V,60HZ,1SPD,D/C,36"NEMA,TRAP INSTALLED | .75 | [6 empty] | 1 | 115 |  |  | Y | R9
no cord, no trap, no timer switch, will have to move to R3 | 02607000-1010 | 03607580-1000 | PUMP,FMCP,R3,1.0MBHP,115V,60HZ,2SPD,D/C,T/S,40"NEMA,TRAP INSTALLED | .75 | 57 | 93491341 | 91693551 | 15 | 8.8 | 2.6 | 2 | 115 | FMCP-550721 | FMCP | Y | R3
no cord, no trap, no timer switch, will have to move to R9 | 02607000-1010 | 03607582-1000 | PUMP,FMCP,R9,1.0MBHP,115V,60HZ,2SPD,D/C,T/S,40"NEMA,TRAP,VITON | .75 | 57 | 93491341 | 91693551 | 15 | 8.8 | 2.6 | 2 | 115 | FMCP-550721 | FMCP | Y | R9
no cord | 02607000-1010 | 03607981-1000 | PUMP,FMCP,R0,1.0MBHP,115V,60HZ,2SPD,D/C,36"4P,VITON | .75 | 57 | 93491341 | 91693551 | 15 | 8.8 | 2.6 | 2 | 115 | FMCP-550721 | FMCP | Y | R0
| 02610000-1010 | 03610000-1010 | PUMP,FMCP,R0,1.5MBHP,115V,60HZ,2SPD,D/C | 1.0 | 88 | 93493341 | 91693601 | 11.0 | 11.0 | 3.0 | 2 | 115 | FMCP-551021 | FMCP | N | R0
no cord | 02610000-1010 | 03610001-2000 | PUMP,FMCP,R0,1.5MBHP,115V,60HZ,2SPD,S/C,48"4P,VITON | 1.0 | 90 | 93523353 | 91693601 | 10 | 10.3 | 3.5 | 2 | 115 | FMCP-551021 | FMCP | Y | R0
no cord | 02610000-1010 | 03610001-2300 | PUMP,FMCP,R0,1.5MBHP,115V,60HZ,2SPD,S/C,48"4P,VITON | 1.0 | 90 | 93523353 | 91693601 | 10 | 10.3 | 3.5 | 2 | 115 | FMCP-551021 | FMCP | Y | R0
no cord | 02610000-1010 | 03610002-5300 | PUMP,FMCP,R0,1.5MBHP,115V,60HZ,2SPD,S/C,36"4P,VITTON,WE RED | 1.0 | 80 | 93512100 | 91693601 | 13.4 | 9.8 | 3.6 | 2 | 230 | FMCP-551021 | FMCP | Y | R0
only 1.5HP avail. In 230V | n/a in 1.0HP | 03610005-1000 | PUMP,FMCP,R0,1.5MBHP,230V,60HZ,2SPD,D/C | 1.0 | 85 | 93493360 | 91693601 | 10 | 6.3 | 1.6 | 2 | 230 | FMCP-551022 | FMCP | N | R0
only 1.5HP avail. In 230V | n/a in 1.0HP | 03610142-1000 | PUMP,FMCP,R0,1.5MBHP,230V,60HZ,2SPD,D/C,VITON | 1.0 | 85 | 93493360 | 91693601 | 10 | 6.3 | 1.6 | 2 | 230 | FMCP-551022 | FMCP | Y | R0
only 1.5HP avail. In 230V(no cord) | n/a in 1.0HP | 03610211-1000 | PUMP,FMCP,R0,1.5MBHP,230V,60HZ,2SPD,D/C,36"4P,VITON | 1.0 | 85 | 93493360 | 91693601 | 10 | 6.3 | 1.6 | 2 | 230 | FMCP-551022 | FMCP | Y | R0
no cord, will have to move to R9 | 02610000-1010 | 03610482-1010 | PUMP,FMCP,R9,1.5MBHP,115V,60HZ,2SPD,D/C,36"4P,9&6&3NPSC | 1.0 | 88 | 93493341 | 91693601 | 11.0 | 11.0 | 3.0 | 2 | 115 | FMCP-551021 | FMCP | Y | R9
no cord, will have to move to R9 | 02610000-1010 | 03610482-1310 | PUMP,FMCP,R9,1.5MBHP,115V,60HZ,2SPD,D/C,36"4P,9&6&3NPSC | 1.0 | 88 | 93493341 | 91693601 | 11.0 | 11.0 | 3.0 | 2 | 115 | FMCP-551021 | FMCP | Y | R9
| 02610000-1010 | 03610500-2010 | PUMP,FMCP,R0,1.5MBHP,115V,60HZ,2SPD,S/C | 1.0 | 90 | 93523353 | 91693601 | 10 | 10.3 | 3.5 | 2 | 115 | FMCP-551021 | FMCP | N | R0
no cord | 02610000-1010 | 03610520-1000 | PUMP,FMCP,R0,1.5MBHP,115V,60HZ,2SPD,D/C,36"4P,VITON | 1.0 | 88 | 93493341 | 91693601 | 11.0 | 11.0 | 3.0 | 2 | 115 | FMCP-551021 | FMCP | Y | R0
no cord | 02610000-1010 | 03610520-1010 | PUMP,FMCP,R0,1.5MBHP,115V,60HZ,2SPD,D/C,36"4P,VITON | 1.0 | 88 | 93493341 | 91693601 | 11.0 | 11.0 | 3.0 | 2 | 115 | FMCP-551021 | FMCP | Y | R0
no cord | 02610000-1010 | 03610520-5000 | PUMP,FMCP,R0,1.5MBHP,115V,60HZ,2SPD,S/C,36"4P,VITON | 1.0 | 80 | 93512100 | 91693601 | 13.4 | 9.8 | 3.6 | 2 | 115 | FMCP-551021 | FMCP | Y | R0
no cord | 02610000-1010 | 03610520-5300 | PUMP,FMCP,R0,1.5MBHP,115V,60HZ,2SPD,S/C,36"4P,VITON | 1.0 | 80 | 93512100 | 91693601 | 13.4 | 9.8 | 3.6 | 2 | 115 | FMCP-551021 | FMCP | Y | R0
(normal impeller) | 02610000-1010 | 03610729-2100 | PUMP,FMCP,R0,1.5MBHP,115V,60HZ,2SPD,D/C,3602IMP,W/O DRN PLUG | 1.0 | 82 | 93523341 | 91693602 | 10.4 | 10.0 | 2.9 | 2 | 115 | FMCP-551021 | FMCP | N | R0
(normal impeller) | 02610000-1010 | 03610729-2300 | *OBS*PUMP,FMCP,R0,1.5MBHP,115V,60HZ,2SPD,D/C,3602,W/O DRN PLUG | 1.0 | 85 | 93523341 | 91693602 | 10.4 | 11.0 | 2.9 | 2 | 115 | FMCP-551021 | FMCP | N | R0
no cord, no trap, no timer switch, will have to move to R3 | 02610000-1010 | 03610862-1000 | PUMP,FMCP,R3,1.5MBHP,115V,60HZ,2SPD,D/C,40"NEMA,T/S,TRAP | 1.0 | 88 | 93493341 | 91693601 | 11.0 | 11.0 | 3.0 | 2 | 115 | FMCP-551021 | FMCP | Y | R3
no cord, no timer switch | 02610000-1010 | 03610865-1000 | PUMP,FMCP,R0,1.5MBHP,115V,60HZ,2SPD,D/C,40"NEMA,T/S | 1.0 | 88 | 93493341 | 91693601 | 11.0 | 11.0 | 3.0 | 2 | 115 | FMCP-551021 | FMCP | Y | R0
no cord, will have to move to R3 | 02610000-1010 | 03610891-1300 | PUMP,FMCP,R3,1.5MBHP,115V,60HZ,2SPD,D/C,48"MINI,VITON | 1.0 | 88 | 93493341 | 91693601 | 11.0 | 11.0 | 3.0 | 2 | 115 | FMCP-551021 | FMCP | Y | R3
| 02615000-1010 | 03615000-1010 | PUMP,FMCP,R0,2.0MBHP,115V,60HZ,2SPD,D/C | 1.5 | 101 | 93495111 | 91693651 | 14 | 13.8 | 3.8 | 2 | 115 | FMCP-551521 | FMCP | N | R0
no cord | 02615000-1010 | 03615001-2000 | PUMP,FMCP,R0,2.0MBHP,115V,60HZ,2SPD,S/C,79"4P,VITON | 1.5 | 107 | 93525104 | 91693651 | 12.6 | 13.9 | 3.9 | 2 | 115 | FMCP-551521 | FMCP | Y | R0
no cord | 02615000-1010 | 03615001-2300 | PUMP,FMCP,R0,2.0MBHP,115V,60HZ,2SPD,S/C,79"4P,VITON | 1.5 | 107 | 93525104 | 91693651 | 12.6 | 13.9 | 3.9 | 2 | 115 | FMCP-551521 | FMCP | Y | R0
no cord | 02615000-1010 | 03615001-5300 | PUMP,FMCP,R0,2.0MBHP,115V,60HZ,2SPD,S/C,79"4P,VITON | 1.5 | 120 | 93513100 | 91693651 | 8.4 | 14.4 | 5.1 | 2 | 115 | FMCP-551521 | FMCP | Y | R0
| 02615000-1010 | 03615141-1000 | PUMP,FMCP,R0,2.0MBHP,115V,60HZ,2SPD,D/C,VITON | 1.5 | 101 | 93495111 | 91693651 | 14 | 13.8 | 3.8 | 2 | 115 | FMCP-551521 | FMCP | N | R0
will have to move to R3 | 02615000-1010 | 03615487-2010 | PUMP,FMCP,R3,2.0MBHP,115V,60HZ,2SPD,S/C | 1.5 | 107 | 93525104 | 91693651 | 12.6 | 13.9 | 3.9 | 2 | 115 | FMCP-551521 | FMCP | N | R3
will have to move to R3 | 02615000-1010 | 03615487-2110 | PUMP,FMCP,R3,2.0MBHP,115V,60HZ,2SPD,S/C | 1.5 | 107 | 93525104 | 91693651 | 12.6 | 13.9 | 3.9 | 2 | 115 | FMCP-551521 | FMCP | N | R3
will have to move to R3 | 02615000-1010 | 03615487-2310 | PUMP,FMCP,R3,2.0MBHP,115V,60HZ,2SPD,S/C | 1.5 | 107 | 93525104 | 91693651 | 12.6 | 13.9 | 3.9 | 2 | 115 | FMCP-551521 | FMCP | N | R3
| 02615000-1010 | 03615500-2010 | PUMP,FMCP,R0,2.0MBHP,115V,60HZ,2SPD,S/C | 1.5 | 107 | 93525104 | 91693651 | 12.6 | 13.9 | 3.9 | 2 | 115 | FMCP-551521 | FMCP | N | R0
no cord | 02615000-1010 | 03615510-2010 | PUMP,FMCP,R0,2.0MBHP,115V,60HZ,2SPD,S/C,36"4P | 1.5 | 107 | 93525104 | 91693651 | 12.6 | 13.9 | 3.9 | 2 | 115 | FMCP-551521 | FMCP | Y | R0
no cord | 02615000-1010 | 03615520-1010 | PUMP,FMCP,R0,2.0MBHP,115V,60HZ,2SPD,D/C,36"4P | 1.5 | 101 | 93495111 | 91693651 | 14 | 13.8 | 3.8 | 2 | 115 | FMCP-551521 | FMCP | Y | R0
no cord, no trap, will have to move to R9 | 02615000-1010 | 03615582-1000 | PUMP,FMCP,R9,2.0MBHP,115V,60HZ,2SPD,D/C,36"NEMA,VITON,TRAP | 1.5 | 101 | 93495111 | 91693651 | 14 | 13.8 | 3.8 | 2 | 115 | FMCP-551521 | FMCP | Y | R9
no cord | 02615000-1010 | 03615607-1000 | PUMP,FMCP,R0,2.0MBHP,115V,60HZ,2SPD,D/C,36"4P | 1.5 | 101 | 93495111 | 91693651 | 14 | 13.8 | 3.8 | 2 | 115 | FMCP-551521 | FMCP | Y | R0
no cord | 02615000-1010 | 03615607-1300 | PUMP,FMCP,R0,2.0MBHP,115V,60HZ,2SPD,D/C,36"4P | 1.5 | 101 | 93495111 | 91693651 | 14 | 13.8 | 3.8 | 2 | 115 | FMCP-551521 | FMCP | Y | R0
no cord | 02615000-1010 | 03615611-1010 | PUMP,FMCP,R0,2.0MBHP,115V,60HZ,2SPD,D/C,60"4P | 1.5 | 101 | 93495111 | 91693651 | 14 | 13.8 | 3.8 | 2 | 115 | FMCP-551521 | FMCP | Y | R0
normal imp. | 02615000-1010 | 03615726-2000 | *OBS*PUMP,FMCP,R0,2.0MBHP,115V,60HZ,2SPD,D/C,TRIMMED IMP | 1.5 | 89 | 93525105 | 91693654 | 10.0 | 14.4 | 4.4 | 2 | 115 | FMCP-551521 | FMCP | N | R0
normal imp. | 02615000-1010 | 03615726-2100 | *OBS*PUMP,FMCP,R0,2.0MBHP,115V,60HZ,2SPD,D/C,TRIMIMP | 1.5 | 89 | 93525105 | 91693654 | 10.0 | 14.4 | 4.4 | 2 | 115 | FMCP-551521 | FMCP | N | R0
no cord, no timer switch | 02615000-1010 | 03615865-1000 | PUMP,FMCP,R0,2.0MBHP,115V,60HZ,2SPD,D/C,40"NEMA,T/S | 1.5 | 101 | 93495111 | 91693651 | 14 | 13.8 | 3.8 | 2 | 115 | FMCP-551521 | FMCP | Y | R0
no cord, no timer switch | 02615000-1010 | 03615908-1000 | PUMP,FMCP,R0,2.0MBHP,115V,60HZ,2SPD,D/C,36"NEMA,N,T/S,VITON | 1.5 | 101 | 93495111 | 91693651 | 14 | 13.8 | 3.8 | 2 | 115 | FMCP-551521 | FMCP | Y | R0
no cord, will have to move to R3,(normal impeller) | 02615000-1010 | 03617891-1300 | *OBS*PUMP,FMCP,R3,2.0MBHP,115V,6OHZ,2SPD,D/C,48"MINI,TRM IMP | 1.5 | 90 | 93495101 | 91693654 | 11.2 | 13.0 | 3.9 | 2 | 115 | FMCP-551521 | FMCP | Y | R3
no cord, will have to move to R3,(normal impeller) | 02615000-1010 | 03617891-1310 | *OBS*PUMP,FMCP,R3,2.0MBHP,115V,60HZ,2SPD,D/C,48"MINI,TRM IMP | 1.5 | 90 | 93495101 | 91693654 | 11.2 | 13.0 | 3.9 | 2 | 115 | FMCP-551521 | FMCP | Y | R3
| 02620000-1010 | 03620000-1000 | PUMP,FMCP,R0,3.6MBHP,230V,60HZ,2SPD,D/C | 2.0 | 98 | 93496103 | 91693700 | 19 | 7.7 | 2.8 | 2 | 230 | FMCP-552022 | FMCP | N | R0
| 02620000-1010 | 03620000-1010 | PUMP,FMCP,R0,3.6MBHP,230V,60HZ,2SPD,D/C | 2.0 | 98 | 93496103 | 91693700 | 19 | 7.7 | 2.8 | 2 | 230 | FMCP-552022 | FMCP | N | R0
no cord | 02620000-1010 | 03620080-1010 | PUMP,FMCP,R0,3.6MBHP,230V,60HZ,2SPD,D/C,60"4P | 2.0 | 98 | 93496103 | 91693700 | 19 | 7.7 | 2.8 | 2 | 230 | FMCP-552022 | FMCP | Y | R0
will have to move to R9 | 02620000-1010 | 03620205-1100 | PUMP,FMCP,R9,3.6MBHP,230V,60HZ,2SPD,D/C | 2.0 | 98 | 93496103 | 91693700 | 19 | 7.7 | 2.8 | 2 | 230 | FMCP-552022 | FMCP | N | R9
will have to move to R9 | 02620000-1010 | 03620205-1300 | PUMP,FMCP,R9,3.6MBHP,230V,60HZ,2SPD,D/C | 2.0 | 98 | 93496103 | 91693700 | 19 | 7.7 | 2.8 | 2 | 230 | FMCP-552022 | FMCP | N | R9
no cord | 02620000-1010 | 03620325-2000 | PUMP,FMCP,R0,3.6MBHP,230V,60HZ,2SPD,S/C,36'4P,VITON | 2.0 | 98 | 93526106 | 91693700 | 19 | 7.2 | 3.1 | 2 | 230 | FMCP-552022 | FMCP | Y | R0
no cord | 02620000-1010 | 03620459-2000 | PUMP,FMCP,R0,3.6MBHP,230V,60HZ,2SPD,S/C,36"4P | 2.0 | 98 | 93526106 | 91693700 | 19 | 7.2 | 3.1 | 2 | 230 | FMCP-552022 | FMCP | Y | R0
no cord | 02620000-1010 | 03620459-2010 | PUMP,FMCP,R0,3.6MBHP,230V,60HZ,2SPD,S/C,36"4P | 2.0 | 98 | 93526106 | 91693700 | 19 | 7.2 | 3.1 | 2 | 230 | FMCP-552022 | FMCP | Y | R0
no cord | 02620000-1010 | 03620485-2010 | PUMP,FMCP,R0,3.6MBHP,230V,60HZ,2SPD,S/C,60"4P | 2.0 | 98 | 93526106 | 91693700 | 19 | 7.2 | 3.1 | 2 | 230 | FMCP-552022 | FMCP | Y | R0
no cord | 02620000-1010 | 03620521-1010 | PUMP,FMCP,R0,3.6MBHP,230V,60HZ,2SPD,D/C,36"4P | 2.0 | 98 | 93496103 | 91693700 | 19 | 7.7 | 2.8 | 2 | 230 | FMCP-552022 | FMCP | Y | R0
no cord | 02620000-1010 | 03620591-1010 | PUMP,FMCP,R0,3.6MBHP,230V,60HZ,2SPD,D/C,60"4P | 2.0 | 98 | 93496103 | 91693700 | 19 | 7.7 | 2.8 | 2 | 230 | FMCP-552022 | FMCP | Y | R0
no cord | 02620000-1010 | 03621000-2000 | PUMP,FMCP,R0,3.0MBHP,230V,60HZ,2SPD,S/C,79"4P,VIT0N | 2.0 | 98 | 93526106 | 91693700 | 19 | 7.2 | 3.1 | 2 | 230 | FMCP-552022 | FMCP | Y | R0
no cord | 02620000-1010 | 03621000-2300 | PUMP,FMCP,R0,3.0MBHP,230V,60HZ,2SPD,S/C,79"4P,VITON | 2.0 | 98 | 93526106 | 91693700 | 19 | 7.2 | 3.1 | 2 | 230 | FMCP-552022 | FMCP | Y | R0
no cord | 02620000-1010 | 03621000-5300 | PUMP,FMCP,R0,3.0MBHP,230V,60HZ,2SPD,S/C,79"4P,VITON | 2.0 | 120 | 93515300 | 91693700 | 14.0 | 8.4 | 2.9 | 2 | 230 | FMCP-552022 | FMCP | Y | R0
no cord | 02620000-1010 | 03621459-2000 | PUMP,FMCP,R0,3.6MBHP,230V,60HZ,2SPD,S/C,36"4P,VITON | 2.0 | [6 empty] | 2 | 230 |  | FMCP | Y | R0
| 02620000-1010 | 03621871-1000 | PUMP,FMCP,R0,3.6MBHP,230V,60HZ,2SPD,D/C,VITON | 2.0 | 98 | 93496103 | 91693700 | 19 | 7.7 | 2.8 | 2 | 230 | FMCP-552022 | FMCP | N | R0
| 02620000-1010 | 03621871-5000 | PUMP,FMCP,R0,3.6MBHP,230V,60HZ,2SPD,S/C,VITON | 2.0 | 120 | 93515300 | 91693700 | 14.0 | 8.4 | 2.9 | 2 | 230 | FMCP-552022 | FMCP | N | R0
| 02620000-1010 | 03621871-5300 | PUMP,FMCP,R0,3.6MBHP,230V,60HZ,2SPD,S/C,VITON | 2.0 | 120 | 93515300 | 91693700 | 14.0 | 8.4 | 2.9 | 2 | 230 | FMCP-552022 | FMCP | N | R0
no cord, will have to move to R3(normal impeller) | 02615000-1010 | 03671891-1300 | PUMP,FMCP,R3,2.0MBHP,115V,6OHZ,2SPD,D/C,48"MINI,TRM IMP | 1.5 | [6 empty] | 2 | 115 |  | FMCP |  | R3
| 02615000-1010 | 03710500-2010 | *OBS*PUMP,FMCP,R0,1.5MBHP,115V,60HZ,2SPD,S/C,HSS | 1.5 | 100 | 93523343 | 91693601 | 9 | 10.3 | 2.9 | 2 | 115 | FMCP-551021 | FMCP | N | R0
no cord, no trap, no timer switch, will have to move to R9 | 02610000-1010 | 03710862-1000 | PUMP,FMCP,R9,1.5MBHP,115V,60HZ,2SPD,D/C,40"NEMA,T/S,TRAP,VITON | 1.0 | 88 | 93493341 | 91693601 | 11.0 | 11.0 | 3.0 | 2 | 115 | FMCP-551021 | FMCP | Y | R9

## XP2e
COMMENTS | REPLACEMENT | PART NBR TO REPLACE | DESCRIPTION | PUMP HP | HI FLOW | PUMP IMPELLER | HI PRES | HI AMP | LO AMP | PUMP SPD | PUMP VOLT | MODEL NBR | PUMP MOTOR | CORD Y or N | VOLUTE ROTATION
xp2, 2spd | 06115517-2040 | 05015001-2040 | PUMP,XP2e,R0,1.5HP CONT.,D/V,230V,60HZ,1SPD,D/C | 1.5 | 104 | 91695150 | 14.8 | 8.1 | 0 | 1 | 230 | XP2e-551512 | 93525015 | N | R0
| n/a | 05015002-5040 | PUMP,15FR,XP2e,R0,1.5HP CONT.,230V,60HZ,1SPD,S/C | 1.5 | 130 | 91695150 | 14.2 | 6.2 | 0 | 1 | 230 | XP2e-151512 | 93513200 | N | R0
no cord | n/a | 05015003-5340 | PUMP,15FR,XP2e,R0,1.5HP CONT.,230V,60HZ,1SPD,S/C,48"4P | 1.5 | 130 | 91695150 | 14.2 | 6.2 | 0 | 1 | 230 | XP2e-151512 | 93513200 | Y | R0
xp2, 2spd | 06115517-2040 | 05015005-1000 | PUMP,XP2e,R0,1.5HP CONT.,D/V,230V,60HZ,1SPD,D/C | 1.5 | 109 | 91695150 | 15.4 | 8.0 | 0 | 1 | 230 | XP2e-551512 | 93495001 | N | R0
no cord, 2 speed, xp2 | 06115517-2040 | 05015081-2300 | PUMP,XP2e,R0,1.5HP CONT.,230V,60HZ,1SPD,S/C,120"4P,9&6NPSC,VITON | 1.5 | 125 | 91695150 | 13.5 | 8.3 | 0 | 1 | 230 | XP2e-551512 | 93525003 | Y | R0
no cord, 2 speed, xp2 | 06115517-2040 | 05015081-2340 | PUMP,XP2e,R0,1.5HP,230V,60HZ,1SPD,S/C,CONT,120"4P,9:00&6:00NPSC,VITON SEAL | 1.5 | 125 | 91695150 | 13.5 | 8.3 | 0 | 1 | 230 | XP2e-551512 | 93525003 | Y | R0
no cord, xp2, 2spd | 06115000-1040 | 05015500-2000 | PUMP,XP2e,R0,1.5HP CONT.,D/V,115V,60HZ,1SPD,S/C | 1.5 | 130 | 91695150 | 13.9 | 16.7 | 0 | 1 | 115 | XP2e-551511 | 93525003 | N | R0
xp2, no cord, 2spd | 06115517-2040 | 05015558-1340 | PUMP,XP2e,R0,1.5HP CONT.,D/V,230V,60HZ,1SPD,D/C,60"4P | 1.5 | 109 | 91695150 | 15.4 | 8.0 | 0 | 1 | 230 | XP2e-551512 | 93495001 | Y | R0
no cord, 2 speed, xp2 | 06115517-2040 | 05015684-2300 | PUMP,XP2e,R0,1.5HP CONT.,230V,60HZ,1SPD,S/C,60"4P,9&6NPSC,VITON | 1.5 |  | 91695250 |  |  |  | 1 | 230 | XP2e-551512 | 93525003 | Y | R0
no cord, 2 speed, xp2, will have to move to R6 | 06115517-2040 | 05015959-1340 | PUMP,XP2e,R6,1.5HP CONT.,D/V,230V,60HZ,1SPD,D/C,60"4P | 1.5 | 109 | 91695150 | 15.4 | 8.0 | 0 | 1 | 230 | XP2e-551512 | 93495001 | Y | R6
no cord, 2 speed, xp2, will have to move to R3 | 06115517-2040 | 05015964-1301 | PUMP,XP2e,R3,1.5HP CONT.,D/V,230V,60HZ,1SPD,D/C,60"4P,9&1:30NPSC | 1.5 | 109 | 91695150 | 15.4 | 8.0 | 0 | 1 | 230 | XP2e-551512 | 93495001 | Y | R3
no cord, 2 speed, xp2, will have to move to R3 | 06115517-2040 | 05015964-1340 | PUMP,XP2e,R3,1,5HP CONT.,D/V,230V,60HZ,1SPD,D/C,60"4P,9&1:30NPSC | 1.5 | 109 | 91695150 | 15.4 | 8.0 | 0 | 1 | 230 | XP2e-551512 | 93495001 | Y | R3
no cord, xp2, 2 speed motor | 06120500-2040 | 05020400-2040 | PUMP,XP2e,R0,2.0HP CONT.,230V,60HZ,1SPD,S/C,60"3P | 2.0 | 153 | 91695200 | 14.2 | 8.3 | 0 | 1 | 230 | XP2e-552012 | 93526003 | Y | R0
xp2, 2 speed motor | 06120500-2040 | 05020737-2000 | PUMP,XP2e,R0,2.0HP CONT.,230V,60HZ,1SPD,S/C | 2.0 | 153 | 91695200 | 14.2 | 8.3 | 0 | 1 | 230 | XP2e-552012 | 93526003 | N | R0
xp2, 2 speed motor | 06125000-1040 | 05025737-2000 | PUMP,XP2e,R0,2.5HP CONT.,230V,60HZ,1SPD,S/C | 2.5 | 152 | 91695250 | 18.5 | 10.0 | 0 | 1 | 230 | XP2e-552512 | 93526050 | N | R0
no cord, xp2, 2spd | 06130395-2040 | 05030000-2340 | PUMP,XP2e,R0,3.0HP CONT.,230V,60HZ,1SPD,96"HQ MINI | 3.0 | 208 | 91695300 | 16.0 | 12.0 | 0 | 1 | 230 | XP2e-553012 | 93527102 | Y | R0
no cord, xp2 | 06115517-2040 | 05115001-2300 | PUMP,XP2e,R0,1.5HP CONT.,230V,60HZ,2SPD,S/C,120"4P,VITON,NPSC@9&6 | 1.5 | 125 | 91695150 | 14.0 | 7.6 | 2.0 | 2 | 230 | XP2e-551522 | 93525143 | Y | R0
no cord, xp2 | 06115517-2040 | 05115001-2340 | PUMP,XP2e,R0,1.5HP CONT.,230V,60HZ,2SPD,S/C,120"4P,VITON,NPSC@9&6 | 1.5 | 125 | 91695150 | 14.0 | 7.6 | 2.0 | 2 | 230 | XP2e-551522 | 93525143 | Y | R0
no cord, xp2 | 06115000-1040 | 05115002-2300 | PUMP,XP2e,R0,1.5HP CONT.,115V,60HZ,2SPD,S/C,60"4P | 1.5 | 120 | 91695150 | 14.2 | 14.2 | 3.9 | 2 | 115 | XP2e-551521 | 93525104 | Y | R0
no cord, speed reverse, xp2 | 06115517-2040 | 05115003-2340 | PUMP,XP2E,R0,1.5HP CONT,230V,60HZ,2SPD,S/C,48"4P VITON,RW | 1.5 | 125 | 91695150 | 14.0 | 7.6 | 2.0 | 2 | 230 | XP2e-551522 | 93525143 | Y | R0
xp2, will have to move to R9 | 06115000-1040 | 05115004-2000 | PUMP,XP2e,R9,1.5HP CONT.,115V,60HZ,2SPD,S/C,1:30&9NPSC | 1.5 | 120 | 91695150 | 14.2 | 14.2 | 3.9 | 2 | 115 | XP2e-551521 | 93525104 | N | R9
xp2, will have to move to R9 | 06115000-1040 | 05115004-2300 | PUMP,XP2e,R9,1.5HP CONT.,115V,60HZ,2SPD,S/C,1:30&9NPSC | 1.5 | 120 | 91695150 | 14.2 | 14.2 | 3.9 | 2 | 115 | XP2e-551521 | 93525104 | N | R9
no cord, xp2 | 06115000-1040 | 05115005-2040 | PUMP,XP2e,R0,1.5HP CONT.,115V,60HZ,2SPD,S/C,48"MINI | 1.5 | 120 | 91695150 | 14.2 | 14.2 | 3.9 | 2 | 115 | XP2e-551521 | 93525104 | Y | R0
no cord, xp2 | 06115000-1040 | 05115005-2340 | PUMP,XP2e,R0,1.5HP CONT.,115V,60HZ,2SPD,S/C,48"MINI | 1.5 | 120 | 91695150 | 14.2 | 14.2 | 3.9 | 2 | 115 | XP2e-551521 | 93525104 | Y | R0
no cord, xp2 | 06115517-2040 | 05115006-2300 | PUMP,XP2e,R0,1.5HP CONT.,230V,60HZ,2SPD,S/C,48"4P,VITON | 1.5 | 125 | 91695150 | 14.0 | 7.6 | 2.0 | 2 | 230 | XP2e-551522 | 93525143 | Y | R0
no cord, xp2 | 06115517-2040 | 05115006-2340 | PUMP,XP2e,R0,1.5HP CONT.,230V,60HZ,2SPC,S/C,48"4P,VITON | 1.5 | 125 | 91695150 | 14.0 | 7.6 | 2.0 | 2 | 230 | XP2e-551522 | 93525143 | Y | R0
no cord, xp2 | 06115000-1040 | 05115007-2340 | PUMP,XP2e,R0,1.5HP CONT.,115V,60HZ,2SPD,S/C,48"4P | 1.5 | 120 | 91695150 | 14.2 | 14.2 | 3.9 | 2 | 115 | XP2e-551521 | 93525104 | Y | R0
no cord, xp2 | 06115000-1040 | 05115008-2340 | PUMP,XP2e,R0,1.5HP CONT.,115V,60HZ,2SPD,S/C,60"4P,VITON | 1.5 | 120 | 91695150 | 14.2 | 14.2 | 3.9 | 2 | 115 | XP2e-551521 | 93525104 | Y | R0
no cord, xp2 | 06115000-1040 | 05115008-5340 | PUMP,XP2e,R0,1.5HP CONT.,115V,60HZ,2SPD,S/C,60"4P,VITON | 1.5 |  | 91695150 |  |  |  | 2 | 115 | XP2e-551521 | 93513100 | Y | R0
xp2 | 06115000-1040 | 05115009-2340 | PUMP,XP2e,R0,1.5HP CONT.,115V,60HZ,2SPD,S/C | 1.5 | 120 | 91695150 | 14.2 | 14.2 | 3.9 | 2 | 115 | XP2e-551521 | 93525104 | N | R0
no cord, xp2 | 06115517-2040 | 05115459-2040 | PUMP,XP2e,R0,1.5HP CONT.,230V,60HZ,2SPD,S/C,36"4P | 1.5 | 125 | 91695150 | 14.0 | 7.6 | 2.0 | 2 | 230 | XP2e-551522 | 93525143 | Y | R0
no cord, xp2 | 06115517-2040 | 05115459-2300 | PUMP,XP2e,R0,1.5HP CONT.,230V,60HZ,2SPD,S/C,36"4P | 1.5 | 125 | 91695150 | 14.0 | 7.6 | 2.0 | 2 | 230 | XP2e-551522 | 93525143 | Y | R0
xp2 | 06115517-2040 | 05115761-2000 | PUMP,XP2e,R0,1.5HP CONT.,230V,60HZ,2SPD,S/C | 1.5 | 125 | 91695150 | 14.0 | 7.6 | 2.0 | 2 | 230 | XP2e-551522 | 93525143 | N | R0
xp2 | 06115517-2040 | 05115761-2040 | PUMP,XP2e,R0,1.5HP CONT.,230V,60HZ,2SPD,S/C | 1.5 | 125 | 91695150 | 14.0 | 7.6 | 2.0 | 2 | 230 | XP2e-551522 | 93525143 | N | R0
no cord, xp2 | 06115517-2040 | 05115792-2370 | PUMP,XP2e,R0,1.5HP CONT.,230V,60HZ,2SPD,S/C,48"MINI RED | 1.5 | 125 | 91695150 | 14.0 | 7.6 | 2.0 | 2 | 230 | XP2e-551522 | 93525143 | Y | R0
no cord, xp2 | 06115517-2040 | 05115894-2300 | PUMP,XP2e,R0,1.5HP CONT.,230V,60HZ,2SPD,S/C,60"4P,VITON,9&6NPSC | 1.5 | 125 | 91695150 | 14.0 | 7.6 | 2.0 | 2 | 230 | XP2e-551522 | 93525143 | Y | R0
no cord, xp2 | 06120500-2040 | 05120000-2040 | PUMP,XP2e,R0,2.0HP CONT.,230V,60HZ,2SPD,S/C,60"4P | 2.0 | 155 | 91695200 | 14.7 | 9.0 | 3.1 | 2 | 230 | XP2e-552022 | 93526106 | Y | R0
no cord, xp2 | 06120500-2040 | 05120000-2300 | PUMP,XP2e,R0,2.0HP CONT.,230V,60HZ,2SPD,S/C,60"4P | 2.0 | 155 | 91695200 | 14.7 | 9.0 | 3.1 | 2 | 230 | XP2e-552022 | 93526106 | Y | R0
no cord, xp2 | 06120500-2040 | 05120001-2040 | PUMP,XP2e,R0,2.0HP CONT.,230V,60HZ,2SPD,S/C,48"REDMINI | 2.0 | 155 | 91695200 | 14.7 | 9.0 | 3.1 | 2 | 230 | XP2e-552022 | 93526106 | Y | R0
no cord, xp2 | 06120500-2040 | 05120001-2340 | PUMP,XP2e,R0,2.0HP CONT.,230V,60HZ,2SPD,S/C,48"REDMINI | 2.0 | 155 | 91695200 | 14.7 | 9.0 | 3.1 | 2 | 230 | XP2e-552022 | 93526106 | Y | R0
no cord, xp2 | 06120500-2040 | 05120002-2300 | PUMP,XP2e,R0,2.0HP CONT.,230V,60HZ,2SPD,S/C,60"4P,VITON | 2.0 | 155 | 91695200 | 14.7 | 9.0 | 3.1 | 2 | 230 | XP2e-552022 | 93526106 | Y | R0
no cord, xp2 | 06120500-2040 | 05120608-2300 | PUMP,XP2e,R0,2.0HP CONT.,230V,60HZ,2SPD,S/C,36"4P,CAL SPAS | 2.0 | 180 | 91695200 | 13.3 | 8.6 | 2.8 | 2 | 230 | XP2e-552022 | 93526114 | Y | R0
xp2 | 06120500-2040 | 05120761-2000 | PUMP,XP2e,R0,2.0HP CONT.,230V,60HZ,2SPD,S/C | 2.0 | 155 | 91695200 | 14.7 | 9.0 | 3.1 | 2 | 230 | XP2e-552022 | 93526106 | N | R0
xp2 | 06120500-2040 | 05120761-2040 | PUMP,XP2e,R0,2.0HP CONT.,230V,60HZ,2SPD,S/C | 2.0 | 155 | 91695200 | 14.7 | 9.0 | 3.1 | 2 | 230 | XP2e-552022 | 93526106 | N | R0
no cord, xp2 | 06120500-2040 | 05125000-2340 | PUMP,XP2e,R0,2.5HP CONT.,230V,60HZ,2SPD,S/C,48"HQ MINI | 2.5 | 149 | 91695250 | 18.2 | 10.7 | 3.2 | 2 | 230 | XP2e-552522 | 93526151 | Y | R0
no cord, xp2 | 06125000-1040 | 05125001-2040 | PUMP,XP2e,R0,2.5HP CONT.,230V,60HZ,2SPD,S/C,48"RED MINI | 2.5 | 149 | 91695250 | 18.2 | 10.7 | 3.2 | 2 | 230 | XP2e-552522 | 93526151 | Y | R0
no cord, xp2 | 06125000-1040 | 05125001-2340 | PUMP,XP2e,R0,2.5HP CONT.,230V,60HZ,2SPD,S/C,48"REDMINI | 2.5 | 149 | 91695250 | 18.2 | 10.7 | 3.2 | 2 | 230 | XP2e-552522 | 93526151 | Y | R0
no cord, xp2 | 06125000-1040 | 05125002-2340 | PUMP,XP2e,R0,2.5HP CONT.,230V,60HZ,2SPD,S/C,48"4P | 2.5 | 149 | 91695250 | 18.2 | 10.7 | 3.2 | 2 | 230 | XP2e-552522 | 93526151 | Y | R0
xp2 | 06125000-1040 | 05125761-2000 | PUMP,XP2e,R0,2.5HP CONT.,230V,60HZ,2SPD,S/C | 2.5 | 149 | 91695250 | 18.2 | 10.7 | 3.2 | 2 | 230 | XP2e-552522 | 93526151 | N | R0
xp2 | 06125000-1040 | 05125761-2040 | PUMP,XP2e,R0,2.5HP CONT.,230V,60HZ,2SPD,S/C | 2.5 | 149 | 91695250 | 18.2 | 10.7 | 3.2 | 2 | 230 | XP2e-552522 | 93526151 | N | R0
no cord, replacement will be 48fr | 06115000-1040 | 05215000-7340 | PUMP,56FR,XP2e,R0,1.5HP CONT.,115V,60HZ,1SPD,S/C,48"ORG MINI | 1.5 | 104 | 91695150 | 14.7 | 14.5 | 0 | 1 | 115 | XP2e-631511 | 93573050 | Y | R0
no cord, replacement will be 48fr | 06115517-2040 | 05215001-7340 | PUMP,56FR,XP2e,R0,1.5HP CONT.,230V,60HZ,1SPD,S/C,120"4P,VITON,9&6NPSC | 1.5 | 120 | 91695150 | 10.8 | 7.0 | 0 | 1 | 230 | XP2e-631512 | 93573250 | Y | R0
xp2 48fr : could use 1.5HP, 115v | 56fr in 115v n/a | 05215500-2000 | PUMP,56FR,XP2e,R0,1.5HP CONT.,D/V,115V,60HZ,1SPD,S/C | 1.5 | 130 | 91695150 | 13.9 | 16.7 | 0 | 1 | 115 | XP2e-631511 | 93526925 | N | R0
or could use xp2 48FR 2spd, 1,5Hp | n/a Use 2HP, 05320761-2000 | 05215737-2000 | PUMP,56FR,XP2e,R0,1.5HP CONT.,230V,60HZ,1SPD,S/C | 1.5 | 140 | 91695150 | 12.8 | 8.1 | 0 | 1 | 230 | XP2e-631512 | 93526925 | N | R0
no cord, 2spd | 05320761-2000 | 05220001-2040 | PUMP,56FR,XP2e,R0,2.0HP CONT.,230V,60HZ,1SPD,S/C,60"4P | 2.0 | 160 | 91695200 | 14.8 | 9 | 0 | 1 | 230 | XP2e-632012 | 93526936 | Y | R0
no cord, 2spd | 05320761-2000 | 05220001-2340 | PUMP,56FR,XP2e,R0,2.0HP CONT.,230V,60HZ,1SPD,S/C,60"4P | 2.0 | 160 | 91695200 | 14.8 | 9 | 0 | 1 | 230 | XP2e-632012 | 93526936 | Y | R0
no cord, 2spd | 05320761-2000 | 05220002-2040 | PUMP,56FR,XP2e,R0,2.0HP CONT.,230V,60HZ,1SPD,S/C, 79"MINI | 2.0 | 160 | 91695200 | 14.8 | 9 | 0 | 1 | 230 | XP2e-632012 | 93526936 | Y | R0
no cord, 2spd | 05320761-2000 | 05220002-2340 | PUMP,56FR,XP2e,R0,2.0HP CONT.,230V,60HZ,1SPD,S/C, 79"MINI | 2.0 | 160 | 91695200 | 14.8 | 9 | 0 | 1 | 230 | XP2e-632012 | 93526936 | Y | R0
no cord, 2spd | 05320761-2000 | 05220400-7040 | PUMP,56FR,XP2e,R0,2.0HP CONT.,230V,60HZ,1SPD,S/C,60"3P | 2.0 | 152 | 91695200 | 16.2 | 9.4 | 0 | 1 | 230 | XP2e-632012 | 93575250 | Y | R0
no cord, 2spd | 05320761-2000 | 05220737-2000 | PUMP,56FR,XP2e,R0,2.0HP CONT.,230V,60HZ,1SPD,S/C | 2.0 | 160 | 91695200 | 14.8 | 9 | 0 | 1 | 230 | XP2e-632012 | 93526936 | N | R0
( or could use xp2 48FR 2spd, 2,5Hp), regular motor with cap. | n/a Use 2 or 3HP (2spd) | 05225000-7300 | PUMP,56FR,XP2E,R0,2.5HP CONT.,230V,60HZ,1SPD,S/C,VITON,9@6NPSC,SUNDANCE,AF MTR W/TB | 2.5 | 165 | 91695250 | 14.6 | 10.5 | 0 | 1 | 230 | XP2e-632512 | 93576200 | N | R0
( or could use xp2 48FR 2spd, 2,5Hp) will have to move to R9 | n/a Use 2 or 3HP (2spd) | 05225427-2300 | PUMP,56FR,XP2e,R9,2.5HP CONT.,230V,60HZ,1SPD,S/C,VITON,NPSC@1:30&9,SUNDANCE | 2.5 | 162 | 91695250 | 17.0 | 11.1 | 0 | 1 | 230 | XP2e-632512 | 93526946 | N | R9
( or could use xp2 48FR 2spd, 2,5Hp) will have to move to R9, regular motor with cap. | n/a Use 2 or 3HP (2spd) | 05225427-7300 | PUMP,56FR,XP2e,R9,2.5HP CONT.,230V,60HZ,1SPD,S/C,VITON,NPSC@1:30&9,SUNDANCE,AF MTR W/TB | 2.5 | 165 | 91695250 | 14.6 | 10.5 | 0 | 1 | 230 | XP2e-632512 | 93576200 | N | R9
( or could use xp2 48FR 2spd, 2,5Hp) will have to move to R3 | n/a Use 2 or 3HP (2spd) | 05225428-2300 | PUMP,56FR,XP2e,R3,2.5HP CONT.,230V,60HZ,1SPD,S/C,VITON,NPSC@1:30&9,SUNDANCE | 2.5 | 162 | 91695250 | 17.0 | 11.1 | 0 | 1 | 230 | XP2e-632512 | 93526946 | N | R3
( or could use xp2 48FR 2spd, 2,5Hp) will have to move to R3, regular motor with cap. | n/a Use 2 or 3HP (2spd) | 05225428-7300 | PUMP,56FR,XP2e,R3,2.5HP CONT.,230V,60HZ,1SPD,S/C,VITON,NPSC@1:30&9,SUNDANCE,AF MTR W/TB | 2.5 | 165 | 91695250 | 14.6 | 10.5 | 0 | 1 | 230 | XP2e-632512 | 93576200 | N | R3
( or could use xp2 48FR 2spd, 2,5Hp) | n/a Use 2 or 3HP (2spd) | 05225737-2000 | PUMP,56FR,XP2e,R0,2.5HP CONT.,230V,60HZ,1SPD,S/C | 2.5 | 162 | 91695250 | 17.0 | 11.1 | 0 | 1 | 230 | XP2e-632512 | 93526946 | N | R0
( or could use xp2 48FR 2spd, 2,5Hp) | n/a Use 2 or 3HP (2spd) | 05225980-2300 | PUMP,56FR,XP2e,R0,2.5HP CONT.,230V,60HZ,1SPD,S/C,VITON,NPSC@9&6,SUNDANCE | 2.5 | 162 | 91695250 | 17.0 | 11.1 | 0 | 1 | 230 | XP2e-632512 | 93526946 | N | R0
no cord, 2speed motor | 05334012-2040 | 05230366-2300 | *OBS*PUMP,56FR,XP2e,R0,3.0HP CONT.,230V,60HZ,1SPD,S/C,48"MINI | 3.0 | 187 | 91695310 | 15.1 | 12.4 | 0 | 1 | 230 | XP2e-633012 | 93526956 | Y | R0
no cord, 2speed motor | 05334012-2040 | 05234001-2300 | PUMP,56FR,XP2e,R0,3.0HP CONT.,230V,60HZ,1SPD,S/C,48"MINI | 3.0 | 187 | 91695310 | 15.1 | 12.4 | 0 | 1 | 230 | XP2e-633012 | 93526956 | Y | R0
no cord, 2speed motor | 05334012-2040 | 05234002-2340 | PUMP,56FR,XP2e,R0,3.0HP CONT.,230V,60HZ,1SPD,S/C,48"4P | 3.0 | 187 | 91695310 | 15.1 | 12.4 | 0 | 1 | 230 | XP2e-633012 | 93526956 | Y | R0
no cord, 2speed motor | 05334012-2040 | 05234002-7040 | PUMP,56FR,XP2e,R0,3.0HP CONT.,230V,60HZ,1SPD,S/C,48"4P | 3.0 | 168 | 91695310 | 18.0 | 12.8 | 0 | 1 | 230 | XP2e-633012 | 93577250 | Y | R0
no cord, will be 2 speed motor | 05340009-5040 | 05242000-2340 | PUMP,56FR,XP2e,R0,4.0HP CONT.,230V,60HZ,1SPD,S/C,60"4P,VITON | 4.0 | 195 | 91695401 | 16.8 | 14.0 | 0 | 1 | 230 | XP2e-634012 | 93526965 | Y | R0
no cord, will be 2 speed motor | 05340009-5040 | 05242001-2340 | PUMP,XP2e,R0,4.0HP CONT.,230V,60HZ,1SPD,96"ORG,BLUE,9NPT&6NPSC,VITON | 4.0 | 195 | 91695401 | 16.8 | 14.0 | 0 | 1 | 230 | XP2e-634012 | 93526965 | Y | R0
no cord, will be 2 speed motor | 05340009-5040 | 05242002-2040 | PUMP,56FR,XP2e,R0,4.0HP CONT.,230V,60HZ,1SPD,S/C,79"4P,VITON | 4.0 | 195 | 91695401 | 16.8 | 14.0 | 0 | 1 | 230 | XP2e-634012 | 93526965 | Y | R0
no cord, will be 2 speed motor | 05340009-5040 | 05242002-2340 | PUMP,56FR,XP2E,R0,4.0HP CONT.,230V,60HZ,1SPD,S/C,79"4P,VITON | 4.0 | 195 | 91695401 | 16.8 | 14.0 | 0 | 1 | 230 | XP2e-634012 | 93526965 | Y | R0
no cord, will be 2 speed motor | 05340009-5040 | 05242003-2340 | PUMP,56FR,XP2e,R0,4.0HP CONT.,230V,60HZ,1SPD,48"ORG MINI,9&1:30NPT,6NPSC,BLU WE,VITON | 4.0 | 195 | 91695401 | 16.8 | 14.0 | 0 | 1 | 230 | XP2e-634012 | 93526965 | Y | R0
no cord, will be 2 speed motor | 05340009-5040 | 05242003-2370 | PUMP,56FR,XP2e,R0,4.0HP CONT.,230V,60HZ,1SPD,48"ORG MINI,9&1:30NPT,6NPSC,BLU WE,VITON | 4.0 | 195 | 91695401 | 16.8 | 14.0 | 0 | 1 | 230 | XP2e-634012 | 93526965 | Y | R0
will be 2 speed motor | 05340009-5040 | 05242004-2300 | PUMP,56FR,XP2e,R0,4.0HP CONT.,230V,60HZ,1SPD,S/C | 4.0 | 195 | 91695401 | 16.8 | 14.0 | 0 | 1 | 230 | XP2e-634012 | 93526965 | N | R0
no cord, will be 2 speed motor | 05340009-5040 | 05242372-2340 | PUMP,56FR,XP2e,R0,4.0HP CONT.,230V,60HZ,1SPD,48"ORG,BLU,9NPT,6NPSC,VITON | 4.0 | 195 | 91695401 | 16.8 | 14.0 | 0 | 1 | 230 | XP2e-634012 | 93526965 | Y | R0
no cord, will be 2 speed motor | 05340009-5040 | 05242372-2370 | PUMP,56FR,XP2e,R0,4.0HP CONT.,230V,60HZ,1SPD,48"ORG,BLU,9NPT,6NPSC,VITON | 4.0 | 195 | 91695401 | 16.8 | 14.0 | 0 | 1 | 230 | XP2e-634012 | 93526965 | Y | R0
no cord, will be 2 speed motor | 05340009-5040 | 05242376-2370 | PUMP,56FR,XP2e,R0,4.0HP CONT.,230V,60HZ,1SPD,S/C,48"ORG,BLU WE,6&9NPSC,VITON | 4.0 | 195 | 91695401 | 16.8 | 14.0 | 0 | 1 | 230 | XP2e-634012 | 93526965 | Y | R0
no cord(could use xp2, 48frame, 1.5HP) | n/a Use 2HP, 05320761-2000 | 05315000-7340 | PUMP,56FR,XP2e,R0,1.5HP CONT.,230V,60HZ,2SPD,S/C,120"4P,VITON,9&6NPSC | 1.5 | 135 | 91695150 | 11.5 | 7.2 | 3.3 | 2 | 230 | XP2e-631522 | 93573350 | Y | R0
no cord(or could use xp2 48FR 2spd, 1,5Hp)mtr with cap | n/a Use 2HP, 05320761-2000 | 05315001-7370 | PUMP,56FR,XP2e,R0,1.5HP CONT.,230V,60HZ,2SPD,S/C,48"RED MINI,9&1:30NPT,6NPSC,AF RELAY MTR | 1.5 | 132 | 91695150 | 12.3 | 7.8 | 1.6 | 2 | 230 | XP2e-631522 | 93573375 | Y | R0
no cord ( or could use xp2 48FR 2spd, 1,5Hp) | n/a Use 2HP, 05320761-2000 | 05315761-2000 | PUMP,56FR,XP2e,R0,1.5HP CONT.,230V,60HZ,2SPD,S/C | 1.5 | 140 | 91695150 | 13.8 | 7.7 | 3.0 | 2 | 230 | XP2e-631522 | 93526920 | N | R0
no cord ( or could use xp2 48FR 2spd, 1,5Hp) | n/a Use 2HP, 05320761-2000 | 05315761-2040 | PUMP,56FR,XP2e,R0,1.5HP CONT.,230V,60HZ,2SPD,S/C | 1.5 | 140 | 91695150 | 13.8 | 7.7 | 3.0 | 2 | 230 | XP2e-631522 | 93526920 | N | R0
no cord, motor has a capacitor instead of relay now | 05320761-2000 | 05320001-7340 | PUMP,56FR,XP2e,R0,2.0HP CONT.,230V,60HZ,2SPD,S/C,48"RED MINI,AF RELAY MOTOR | 2.0 | 150 | 91695200 | 13.8 | 9.0 | 1.6 | 2 | 230 | XP2e-632022 | 93575375 | N | R0
no cord | 05320761-2000 | 05320003-2040 | PUMP,56FR,XP2e,R0,2.0HP CONT.,230V,60HZ,2SPD,S/C,60"4P | 2.0 | 150 | 91695200 | 15.9 | 8.9 | 3 | 2 | 230 | XP2e-632022 | 93526931 | Y | R0
no cord | 05320761-2000 | 05320003-2340 | PUMP,56FR,XP2e,R0,2.0HP CONT.,230V,60HZ,2SPD,S/C,60"4P | 2.0 | 150 | 91695200 | 15.9 | 8.9 | 3 | 2 | 230 | XP2e-632022 | 93526931 | Y | R0
no cord | 05320761-2000 | 05320004-2040 | PUMP,56FR,XP2e,R0,2.0HP CONT.,230V,60HZ,2SPD,S/C,60"MINI | 2.0 | 150 | 91695200 | 15.9 | 8.9 | 3 | 2 | 230 | XP2e-632022 | 93526931 | Y | R0
no cord | 05320761-2000 | 05320004-2340 | PUMP,56FR,XP2e,R0,2.0HP CONT.,230V,60HZ,2SPD,S/C,60"MINI | 2.0 | 150 | 91695200 | 15.9 | 8.9 | 3 | 2 | 230 | XP2e-632022 | 93526931 | Y | R0
no cord | 05320761-2000 | 05320005-1340 | PUMP,56FR,XP2e,R0,2.0HP CONT.,230V,60HZ,2SPD,S/C,48"4P | 2.0 | 144 | 91695200 | 13.7 | 8.7 | 2.8 | 2 | 230 | XP2-632022 | 93496930 | Y | R0
no cord | 05320761-2000 | 05320008-2300 | PUMP,56FR,XP2e,R0,2.0HP CONT.,230V,60HZ,2SPD,S/C,60"4P,VITON | 2.0 | 150 | 91695200 | 15.9 | 8.9 | 3 | 2 | 230 | XP2e-632022 | 93526931 | Y | R0
no cord | 05320761-2000 | 05320008-2340 | PUMP,56FR,XP2e,R0,2.0HP CONT.,230V,60HZ,2SPD,S/C,60"4P,VITON | 2.0 | 150 | 91695200 | 15.9 | 8.9 | 3 | 2 | 230 | XP2e-632022 | 93526931 | Y | R0
no cord, motor has a capacitor instead of relay now | 05320761-2000 | 05320008-7300 | PUMP,56FR,XP2e,R0,2.0HP CONT.,230V,60HZ,2SPD,S/C,60"4P,VITON,AF RELAY MTR | 2.0 | 150 | 91695200 | 13.8 | 9.0 | 1.6 | 2 | 230 | XP2e-632022 | 93575375 | Y | R0
no cord | 05320761-2000 | 05320009-7340 | PUMP,56FR,XP2e,R0,2.0HP CONT.,230V,60HZ,2SPD,S/C,48"4P | 2.0 | 160 | 91695200 | 10.6 | 8.6 | 3.4 | 2 | 230 | XP2e-632022 | 93575350 | Y | R0
no cord, motor has a capacitor instead of relay now | 05320761-2000 | 05320011-7040 | PUMP,56FR,XP2e,R0,2.0HP CONT.,230V,60HZ,2SPD,S/C,60"4P,AF RELAY MTR | 2.0 | 150 | 91695200 | 13.8 | 9.0 | 1.6 | 2 | 230 | XP2e-632022 | 93575375 | Y | R0
| 05320761-2000 | 05320306-1340 | PUMP,56FR,XP2e,R0,2.0HP CONT.,230V,60HZ,2SPD,S/C,VITON | 2.0 | 144 | 91695200 | 13.7 | 8.7 | 2.8 | 2 | 230 | XP2e-632022 | 93496930 | Y | R0
no cord | 05320761-2000 | 05320761-2000 | PUMP,XP2e,56FR,6.3,R0,2.0HP CONT.,230V,60HZ,2SPD,S/C | 2.0 | 150 | 91695200 | 15.9 | 8.9 | 3 | 2 | 230 | XP2e-632022 | 93526931 | N | R0
no cord ( or could use xp2 48FR 2spd, 2,5Hp) | n/a Use 2 or 3HP | 05325000-7340 | PUMP,56FR,XP2e,R0,2.5HP CONT.,230V,60HZ,2SPD,S/C,48"4P | 2.5 | 150 | 91695250 | 16.0 | 10.4 | 3.6 | 2 | 230 | XP2e-632522 | 93576350 | Y | R0
no cord ( or could use xp2 48FR 2spd, 2,5Hp) | n/a Use 2 or 3HP | 05325001-2300 | PUMP,56FR,XP2e,R0,2.5HP CONT.,230V,60HZ,2SPD,S/C,60"4P | 2.5 | 172 | 91695250 | 15.9 | 10.5 | 3.1 | 2 | 230 | XP2e-632522 | 93526941 | Y | R0
no cord ( or could use xp2 48FR 2spd, 2,5Hp) | n/a Use 2 or 3HP | 05325002-2340 | PUMP,56FR,XP2e,R0,2.5HP CONT.,230V,60HZ,2SPD,S/C,79"4P,VITON | 2.5 | 172 | 91695250 | 15.9 | 10.5 | 3.1 | 2 | 230 | XP2e-632522 | 93526941 | Y | R0
no cord ( or could use xp2 48FR 2spd, 2,5Hp) | n/a Use 2 or 3HP | 05325003-2300 | PUMP,56FR,XP2e,R0,2.5HP CONT.,230V,60HZ,2SPD,S/C,96"RED MINI | 2.5 | 172 | 91695250 | 15.9 | 10.5 | 3.1 | 2 | 230 | XP2e-632522 | 93526941 | Y | R0
( or could use xp2 48FR 2spd, 2,5Hp) | n/a Use 2 or 3HP | 05325450-2340 | PUMP,56FR,XP2e,R0,2.5HP CONT.,230V,60HZ,2SPD,S/C,VITON | 2.5 | 172 | 91695250 | 15.9 | 10.5 | 3.1 | 2 | 230 | XP2e-632522 | 93526941 | N | R0
( or could use xp2 48FR 2spd, 2,5Hp) | n/a Use 2 or 3HP | 05325761-2000 | PUMP,56FR,XP2e,R0,2.5HP CONT.,230V,60HZ,2SPD,S/C | 2.5 | 172 | 91695250 | 15.9 | 10.5 | 3.1 | 2 | 230 | XP2e-632522 | 93526941 | N | R0
( or could use xp2 48FR 2spd, 2,5Hp) | n/a Use 2 or 3HP | 05325761-2300 | PUMP,56FR,XP2e,R0,2.5HP CONT.,230V,60HZ,2SPD,S/C | 2.5 | 172 | 91695250 | 15.9 | 10.5 | 3.1 | 2 | 230 | XP2e-632522 | 93526941 | N | R0
no cord | 05334012-2040 | 05330001-2300 | PUMP,56FR,XP2e,R0,3.0HP CONT.,230V,60HZ,2SPD,S/C,36"4P | 3.0 | 190 | 91695310 | 18.3 | 12 | 4.0 | 2 | 230 | XP2e-633022 | 93526950 | Y | R0
no cord | 05334012-2040 | 05330002-1300 | PUMP,56FR,XP2e,R0,3.0HP CONT.,230V,60HZ,2SPD,S/C,60"4P | 3.0 | 176 | 91695310 | 17.5 | 12.0 | 4.4 | 2 | 230 | XP2e-633022 | 93496950 | Y | R0
no cord | 05334012-2040 | 05330002-2040 | PUMP,56FR,XP2e,R0,3.0HP CONT.,230V,60HZ,2SPD,S/C,60"4P | 3.0 | 190 | 91695310 | 18.3 | 12 | 4.0 | 2 | 230 | XP2e-633022 | 93526950 | Y | R0
no cord | 05334012-2040 | 05330002-2300 | PUMP,56FR,XP2e,R0,3.0HP CONT.,230V,60HZ,2SPD,S/C,60"4P | 3.0 | 190 | 91695310 | 18.3 | 12 | 4.0 | 2 | 230 | XP2e-633022 | 93526950 | Y | R0
no cord | 05334012-2040 | 05330002-2340 | PUMP,56FR,XP2e,R0,3.0HP CONT.,230V,60HZ,2SPD,S/C,60"4P | 3.0 | 190 | 91695310 | 18.3 | 12 | 4.0 | 2 | 230 | XP2e-633022 | 93526950 | Y | R0
no cord | 05334012-2040 | 05330306-1340 | PUMP,56FR,XP2e,R0,3.0HP CONT.,230V,60HZ,2SPD,S/C,VITON | 3.0 | 176 | 91695310 | 17.5 | 12.0 | 4.4 | 2 | 230 | XP2e-633022 | 93496950 | Y | R0
no cord | 05334012-2040 | 05330309-2300 | PUMP,56FR,XP2e,R0,3.0HP CONT.,230V,60HZ,2SPD,S/C,48"MINI | 3.0 | 190 | 91695310 | 18.3 | 12 | 4.0 | 2 | 230 | XP2e-633022 | 93526950 | Y | R0
no cord | 05334012-2040 | 05330883-2300 | *OBS*PUMP,56FR,XP2e,R0,3.0HP CONT.,230V,60HZ,2SPD,S/C,79"MINI | 3.0 | 190 | 91695310 | 18.3 | 12 | 4.0 | 2 | 230 | XP2e-633022 | 93526950 | Y | R0
no cord | 05334012-2040 | 05334001-2300 | PUMP,56FR,XP2e,R0,3.0HP CONT.,230V,60HZ,2SPD,S/C,79"MINI | 3.0 | 190 | 91695310 | 18.3 | 12 | 4.0 | 2 | 230 | XP2e-633022 | 93526950 | Y | R0
no cord | 05334012-2040 | 05334002-7300 | PUMP,56FR,XP2e,R0,3.0HP CONT.,230V,60HZ,2SPD,S/C,79"MINI | 3.0 | 175 | 91695310 | 16.8 | 12.4 | 4.1 | 2 | 230 | XP2e-634022 | 93577350 | Y | R0
no cord | 05334012-2040 | 05334003-2300 | *OBS*PUMP,56FR,XP2e,R0,3.0HP CONT.,230V,60HZ,2SPD,S/C,60"4P | 3.0 | 190 | 91695310 | 18.3 | 12 | 4.0 | 2 | 230 | XP2e-633022 | 93526950 | Y | R0
no cord | 05334012-2040 | 05334004-2340 | PUMP,56FR,XP2e,R0,3.0HP CONT.,230V,60HZ,2SPD,S/C,48"4P | 3.0 | 190 | 91695310 | 18.3 | 12 | 4.0 | 2 | 230 | XP2e-633022 | 93526950 | Y | R0
no cord | 05334012-2040 | 05334004-7040 | PUMP,56FR,XP2e,R0,3.0HP CONT.,230V,60HZ,2SPD,S/C,48"4P | 3.0 | 175 | 91695310 | 16.8 | 12.4 | 4.1 | 2 | 230 | XP2e-634022 | 93577350 | Y | R0
no cord | 05334012-2040 | 05334005-2340 | PUMP,56FR,XP2e,R0,3.0HP CONT.,230V,60HZ,2SPD,S/C,79"4P,VITON | 3.0 | 190 | 91695310 | 18.3 | 12 | 4.0 | 2 | 230 | XP2e-633022 | 93526950 | Y | R0
no cord | 05334012-2040 | 05334006-7040 | PUMP,56FR,XP2e,R0,3.0HP CONT.,230V,60HZ,2SPD,S/C,48"MINI | 3.0 | 175 | 91695310 | 16.8 | 12.4 | 4.1 | 2 | 230 | XP2e-634022 | 93577350 | Y | R0
will have to move to R3 | 05334012-2040 | 05334007-2300 | PUMP,56FR,XP2e,R3,3.0HP CONT.,230V,60HZ,2SPD,S/C,VITON,1:30&9NPSC | 3.0 | 190 | 91695310 | 18.3 | 12 | 4.0 | 2 | 230 | XP2e-633022 | 93526950 | N | R3
no cord, motor has a capacitor instead of relay now | 05334012-2040 | 05334008-7300 | PUMP,56FR,XP2E,R0,3.0HP CONT.,230V,60HZ,2SPD,S/C,60"4P,AF RELAY MTR | 3.0 | 178.5 | 91695310 | 16.7 | 13.2 | 2.6 | 2 | 230 | XP2e-633022 | 93577375 | Y | R0
no cord, will have to move to R3 | 05334012-2040 | 05334009-2340 | PUMP,56FR,XP2e,R3,3.0HP CONT.,230V,60HZ,2SPD,S/C,60"4P,VITON,1:30NPSC | 3.0 | [5 empty] | 2 | 230 | XP2e-633022 |  | Y | R3
no cord | 05334012-2040 | 05334010-1340 | PUMP,56FR,XP2e,R0,3.0HP CONT.,230V,60HZ,2SPD,S/C,120"4P | 3.0 | 176 | 91695310 | 17.5 | 12.0 | 4.4 | 2 | 230 | XP2e-633022 | 93496950 | Y | R0
no cord, will have to move to R3 | 05334012-2040 | 05334011-2300 | PUMP,56FR,XP2e,R3,3.0HP CONT.,230V,60HZ,2SPD,S/C,48"4P,VITON,9HSD&1:30NPSC | 3.0 | 190 | 91695310 | 18.3 | 12 | 4.0 | 2 | 230 | XP2e-633022 | 93526950 | Y | R3
no cord | 05340009-5040 | 05342000-2340 | PUMP,XP2e,R0,4.0HP CONT.,230V,60HZ,2SPD,60"4P,BLUE,9NPT&6NPSC,VITON | 4.0 | 194 | 91695401 | 17.1 | 14.3 | 4.4 | 2 | 230 | XP2e-634022 | 93526960 | Y | R0
no cord, speed reverse | 05340009-5040 | 05342001-2040 | PUMP,56FR,XP2e,R0,4.0HP CONT.,230V,60HZ,2SPD,S/C,79"4P,VITON,RW | 4.0 | 194 | 91695401 | 17.1 | 14.3 | 4.4 | 2 | 230 | XP2e-634022 | 93526960 | Y | R0
no cord, speed reverse | 05340009-5040 | 05342001-2340 | PUMP,56FR,XP2e,R0,4.0HP CONT.,230V,60HZ,2SPD,S/C,79"4P,VITON,RW | 4.0 | 194 | 91695401 | 17.1 | 14.3 | 4.4 | 2 | 230 | XP2e-634022 | 93526960 | Y | R0
no cord | 05340009-5040 | 05342002-2340 | PUMP,56FR,XP2e,R0,4.0HP CONT.,230V,60HZ,2SPD,S/C,79"4P,VITON | 4.0 | 194 | 91695401 | 17.1 | 14.3 | 4.4 | 2 | 230 | XP2e-634022 | 93526960 | Y | R0
no cord | 05340009-5040 | 05342003-2340 | PUMP,56FR,XP2e,R0,4.0HP CONT.,230V,60HZ,2SPD,96"RED MINI,9&1:30NPT,6NPSC,BLU WE,VITON | 4.0 | 194 | 91695401 | 17.1 | 14.3 | 4.4 | 2 | 230 | XP2e-634022 | 93526960 | Y | R0
no cord | 05340009-5040 | 05342003-2370 | PUMP,56FR,XP2e,R0,4.0HP CONT.,230V,60HZ,2SPD,96"RED MINI,9&1:30NPT,6NPSC,BLU WE,VITON | 4.0 | 194 | 91695401 | 17.1 | 14.3 | 4.4 | 2 | 230 | XP2e-634022 | 93526960 | Y | R0
| 05340009-5040 | 05342004-2300 | PUMP,56FR,XP2e,R0,4.0HP CONT.,230V,60HZ,2SPD,S/C | 4.0 | 194 | 91695401 | 17.1 | 14.3 | 4.4 | 2 | 230 | XP2e-634022 | 93526960 | N | R0
no cord | 05340009-5040 | 05342365-2340 | PUMP,56FR,XP2e,R0,4.0HP CONT.,230V,60HZ,2SPD,96"RED,BLU,9NPT,6NPSC,VITON | 4.0 | 194 | 91695401 | 17.1 | 14.3 | 4.4 | 2 | 230 | XP2e-634022 | 93526960 | Y | R0
no cord | 05340009-5040 | 05342365-2370 | PUMP,56FR,XP2e,R0,4.0HP CONT.,230V,60HZ,2SPD,96"RED,BLU,9NPT,6NPSC,VITON | 4.0 | 194 | 91695401 | 17.1 | 14.3 | 4.4 | 2 | 230 | XP2e-634022 | 93526960 | Y | R0
no cord | 05340009-5040 | 05342379-2370 | PUMP,56FR,XP2e,R0,4.0HP CONT.,230V,60HZ,2SP,96"RED,BLU WE,6&9NPSC,VITON,NO HP | 4.0 | 194 | 91695401 | 17.1 | 14.3 | 4.4 | 2 | 230 | XP2e-634022 | 93526960 | Y | R0
no cord | 05340009-5040 | 05342792-2340 | PUMP,56FR,XP2e,R0,4.0HP CONT.,230V,60HZ,2SPD,S/C,48"MINI RED | 4.0 | 194 | 91695401 | 17.1 | 14.3 | 4.4 | 2 | 230 | XP2e-634022 | 93526960 | Y | R0
no cord, 2 speed, xp2 | 06115517-2040 | 05515000-2300 | PUMP,XP2e,R0,2.0MBHP,230V,60HZ,1SPD,S/C,120"4P ,VITON | 1.5 | 125 | 91695150 | 13.5 | 8.3 | 0 | 1 | 230 | XP2e-551512 | 93525003 | Y | R0
no cord, 2 speed, xp2 | 06115517-2040 | 05515000-2340 | PUMP,XP2e,R0,2.0MBHP,230V,60HZ,1SPD,S/C,120"4P ,VITON | 1.5 | 125 | 91695150 | 13.5 | 8.3 | 0 | 1 | 230 | XP2e-551512 | 93525003 | Y | R0
xp2, no cord, 2spd | 06115517-2040 | 05515558-2340 | PUMP,XP2e,R0,2.0MBHP,D/V,230V,60HZ,1SPD,D/C,60"4P | 1.5 | 104 | 91695150 | 14.8 | 8.1 | 0 | 1 | 230 | XP2e-551512 | 93525015 | Y | R0
no cord, 2 spd, xp2, will have to move to R3 | 06115517-2040 | 05515661-1300 | PUMP,XP2e,R3,2.0MBHP,D/V,230V,60HZ,1SPD,D/C,120"4P,NPSC@9&1:30,VITON | 1.5 | 109 | 91695150 | 15.4 | 8.0 | 0 | 1 | 230 | XP2e-551512 | 93495001 | Y | R3
no cord, 2 speed, xp2 | 06115517-2040 | 05515684-2340 | PUMP,XP2e,R0,2.0MBHP,230V,60HZ,1SPD,S/C,60"4P,9&6NPSC,VITON | 1.5 | 125 | 91695150 | 13.5 | 8.3 | 0 | 1 | 230 | XP2e-551512 | 93525003 | Y | R0
no cord, 2 spd, xp2, will have to move to R3 | 06115517-2040 | 05515880-1300 | PUMP,XP2e,R3,2.0MBHP,D/V,230V,60HZ,1SPD,D/C,60"4P,9&1:30NPSC,VITON | 1.5 | 109 | 91695150 | 15.4 | 8.0 | 0 | 1 | 230 | XP2e-551512 | 93495001 | Y | R3
no cord, xp2, 2spd | 06115000-1040 | 05517000-2340 | PUMP,XP2e,R0,2.0MBHP,D/V,115V,60HZ,1SPD,D/C,36"NEMA | 1.5 | 120 | 91695151 | 13.1 | 13.7 | 0 | 1 | 115 | XP2e-551511 | 93525015 | Y | R0
no cord, xp2, 2 spd, will have to move to R9 | 06120500-2040 | 05520000-2300 | PUMP,XP2e,R9,3.0MBHP,230V,60HZ,1SPD,S/C,120"4P,VITON,9&6 NPSC | 2.0 | 153 | 91695200 | 14.2 | 8.3 | 0 | 1 | 230 | XP2e-552012 | 93526003 | Y | R9
no cord, xp2, 2 spd, will have to move to R9 | 06120500-2040 | 05520000-2340 | PUMP,XP2e,R9,3.0MBHP,230V,60HZ,1SPD,S/C,120"4P,VITON,9&6NPSC | 2.0 | 153 | 91695200 | 14.2 | 8.3 | 0 | 1 | 230 | XP2e-552012 | 93526003 | Y | R9
no cord, xp2, 2 speed motor | 06120500-2040 | 05520001-2340 | PUMP,XP2e,R0,4.0MBHP,230V,60HZ,1SPD,S/C,60"4P,VITON | 2.0 | 153 | 91695200 | 14.2 | 8.3 | 0 | 1 | 230 | XP2e-552012 | 93526003 | Y | R0
no cord, xp2, 2 speed motor | 06120500-2040 | 05520002-2340 | PUMP,XP2e,R0,3.5MBHP,230V,60HZ,1SPD,S/C,48"4P | 2.0 | 153 | 91695200 | 14.2 | 8.3 | 0 | 1 | 230 | XP2e-552012 | 93526003 | Y | R0
xp2, 2 speed motor | 06120500-2040 | 05520003-5340 | PUMP,XP2e,R0,3.5MBHP,230V,60HZ,1SPD,S/C | 2.0 | 130 | 91695200 | 15.1 | 8.1 | 0 | 1 | 230 | XP2-552012 | 93515200 | N | R0
no cord, xp2, 2 speed motor | 06120500-2040 | 05520004-2300 | PUMP,XP2e,R0,3.0MBHP,230V,60HZ,1SPD,S/C,60"4P,VITON,LEISURE BAY | 2.0 | 153 | 91695200 | 14.2 | 8.3 | 0 | 1 | 230 | XP2e-552012 | 93526003 | Y | R0
no cord | 06120500-2040 | 05520092-1340 | PUMP,XP2e,R0,3.5MBHP,D/V,230V,60HZ,1SPD,D/C,48"MINI,9&6NPSC | 2.0 | 135 | 91695200 | 17.1 | 10.0 | 0 | 1 | 230 | XP2e-552012 | 93496000 | Y | R0
no cord, xp2, 2 spd, will have to move to R9 | 06120500-2040 | 05525000-2340 | PUMP,XP2e,R9,5.0MBHP,230V,60HZ,1SPD,S/C,48"ORG MINI,9&1:30NPT,6NPSC | 2.5 | 152 | 91695250 | 18.5 | 10.0 | 0 | 1 | 230 | XP2e-552512 | 93526050 | Y | R9
no cord, xp2, 2 spd, will have to move to R9 | 06120500-2040 | 05525000-2370 | PUMP,XP2e,R9,5.0MBHP,230V,60HZ,1SPD,S/C,48"ORG MINI,9&1:30NPT,6NPSC | 2.5 | 152 | 91695250 | 18.5 | 10.0 | 0 | 1 | 230 | XP2e-552512 | 93526050 | Y | R9
no cord, xp2, 2 speed motor | 06125000-1040 | 05525434-2340 | PUMP,XP2e,R0,5.0MBHP,230V,60HZ,1SPD,S/C,60"4P | 2.5 | 152 | 91695250 | 18.5 | 10.0 | 0 | 1 | 230 | XP2e-552512 | 93526050 | Y | R0
no cord, 2 spd, xp2, will have to move to R3 | 06125000-1040 | 05525661-1300 | PUMP,XP2e,R3,4.8MBHP,230V,60HZ,1SPD,D/C,120"4P,9&6NPSC,VITON | 2.5 | 133 | 91695250 | 19.9 | 10.0 | 0 | 1 | 230 | XP2e-552512 | 93496050 | Y | R3
no cord, xp2, 2 spd, will have to move to R9 | 06125000-1040 | 05525794-2340 | PUMP,XP2e,R9,5.0MBHP,230V,60HZ,1SPD,S/C,48"ORG MINI,9NPSC | 2.5 | 152 | 91695250 | 18.5 | 10.0 | 0 | 1 | 230 | XP2e-552512 | 93526050 | Y | R9
no cord, xp2, 2 spd, will have to move to R9 | 06125000-1040 | 05525794-2370 | PUMP,XP2e,R9,5.0MBHP,230V,60HZ,1SPD,S/C,48"ORG MINI,9 NPSC | 2.5 | 152 | 91695250 | 18.5 | 10.0 | 0 | 1 | 230 | XP2e-552512 | 93526050 | Y | R9
no cord, xp2 | 06115517-2040 | 05615001-2300 | PUMP,XP2e,R0,2.0MBHP,230V,60HZ,2SPD,S/C,120"4P,VITON | 1.5 | 125 | 91695150 | 14.0 | 7.6 | 2.0 | 2 | 230 | XP2e-551522 | 93525143 | Y | R0
no cord, xp2 | 06115517-2040 | 05615001-2340 | PUMP,XP2e,R0,2.0MBHP,230V,60HZ,2SPD,S/C,120"4P,VITON | 1.5 | 125 | 91695150 | 14.0 | 7.6 | 2.0 | 2 | 230 | XP2e-551522 | 93525143 | Y | R0
no cord, xp2 | 06115517-2040 | 05615002-2340 | PUMP,XP2e,R0,2.0MBHP,230V,60HZ,2SPD,S/C,48"4P | 1.5 | 125 | 91695150 | 14.0 | 7.6 | 2.0 | 2 | 230 | XP2e-551522 | 93525143 | Y | R0
xp2 | 06115000-1040 | 05615003-2000 | PUMP,XP2e,R0,2.0MBHP,115V,60HZ,2SPD,S/C | 1.5 | 120 | 91695150 | 14.2 | 14.2 | 3.9 | 2 | 115 | XP2e-551521 | 93525104 | N | R0
xp2 | 06115000-1040 | 05615003-2300 | PUMP,XP2e,R0,2.0MBHP,115V,60HZ,2SPD,S/C | 1.5 | 120 | 91695150 | 14.2 | 14.2 | 3.9 | 2 | 115 | XP2e-551521 | 93525104 | N | R0
no cord, xp2 | 06115000-1040 | 05615004-2340 | PUMP,XP2e,R0,2.0MBHP,115V,60HZ,2SPD,S/C,48"4P,VITON | 1.5 | 120 | 91695150 | 14.2 | 14.2 | 3.9 | 2 | 115 | XP2e-551521 | 93525104 | Y | R0
no cord, xp2 | 06115000-1040 | 05615005-2340 | PUMP,XP2e,R0,2.0MBHP,115V,60HZ,2SPD,S/C,48"HQ MINI,VITON | 1.5 | 120 | 91695150 | 14.2 | 14.2 | 3.9 | 2 | 115 | XP2e-551521 | 93525104 | Y | R0
xp2 | 06115517-2040 | 05615006-2340 | PUMP,XP2e,R0,2.0MBHP,230V,60HZ,2SPD,S/C | 1.5 | 125 | 91695150 | 14.0 | 7.6 | 2.0 | 2 | 230 | XP2e-551522 | 93525143 | N | R0
no cord, xp2 | 06115000-1040 | 05615007-2300 | PUMP,XP2e,R0,2.0MBHP,115V,60HZ,2SPD,S/C,48"4P | 1.5 | 120 | 91695150 | 14.2 | 14.2 | 3.9 | 1 | 115 | XP2e-551521 | 93525104 | Y | R0
no cord, xp2 | 06115000-1040 | 05615008-2340 | PUMP,XP2e,R0,2.0MBHP,115V,60HZ,2SPD,S/C,79"4P,VITON | 1.5 | 120 | 91695150 | 14.2 | 14.2 | 3.9 | 2 | 115 | XP2e-551521 | 93525104 | Y | R0
no cord, xp2, wil have to move toR3 | 06115000-1040 | 05615316-1300 | *OBS*PUMP,XP2e,R3,2.0MBHP,115V,60HZ,2SPD,S/C,48"MINI | 1.5 | 120 | 91695150 | 14.2 | 14.2 | 3.9 | 2 | 115 | XP2e-551521 | 93525104 | Y | R3
no cord, xp2, wil have to move toR3 | 06115000-1040 | 05615316-1340 | *OBS*PUMP,XP2e,R3,2.0MBHP,115V,60HZ,2SPD,S/C,48"MINI | 1.5 | 120 | 91695150 | 14.2 | 14.2 | 3.9 | 2 | 115 | XP2e-551521 | 93525104 | Y | R3
no cord, xp2, will have to move to R3 | 06115000-1040 | 05615316-2300 | PUMP,XP2e,R3,2.0MBHP,115V,60HZ,2SPD,S/C,48"MINI,9&1:30NPSC | 1.5 | 120 | 91695150 | 14.2 | 14.2 | 3.9 | 2 | 115 | XP2e-551521 | 93525104 | Y | R3
no cord, xp2, will have to move to R3 | 06115000-1040 | 05615316-2340 | PUMP,XP2e,R3,2.0MBHP,115V,60HZ,2SPD,S/C,48"MINI,9&1:30NPSC | 1.5 | 120 | 91695150 | 14.2 | 14.2 | 3.9 | 2 | 115 | XP2e-551521 | 93525104 | Y | R3
no cord, xp2 | 06115000-1040 | 05615319-2040 | PUMP,XP2e,R0,2.0MBHP,115V,60HZ,2SPD,S/C,48"MINI | 1.5 | 120 | 91695150 | 14.2 | 14.2 | 3.9 | 2 | 115 | XP2e-551521 | 93525104 | Y | R0
no cord, xp2 | 06115000-1040 | 05615319-2300 | PUMP,XP2e,R0,2.0MBHP,115V,60HZ,2SPD,S/C,48"MINI | 1.5 | 120 | 91695150 | 14.2 | 14.2 | 3.9 | 2 | 115 | XP2e-551521 | 93525104 | Y | R0
no cord, xp2 | 06115000-1040 | 05615319-2340 | PUMP,XP2e,R0,2.0MBHP,115V,60HZ,2SPD,S/C,48"MINI | 1.5 | 120 | 91695150 | 14.2 | 14.2 | 3.9 | 2 | 115 | XP2e-551521 | 93525104 | Y | R0
no cord, xp2 | 06115000-1040 | 05615319-2381 | PUMP,XP2e,R0,2.0MBHP,115V,60HZ,2SPD,S/C,48"MINI | 1.5 | 120 | 91695150 | 14.2 | 14.2 | 3.9 | 2 | 115 | XP2e-551521 | 93525104 | Y | R0
no cord, xp2 | 06115517-2040 | 05615459-2300 | PUMP,XP2e,R0,2.0MBHP,230V,60HZ,2SPD,S/C,36"4P,CAL SPAS | 1.5 | 125 | 91695150 | 14.0 | 7.6 | 2.0 | 2 | 230 | XP2e-551522 | 93525143 | Y | R0
no cord, xp2 | 06115000-1040 | 05617001-2300 | PUMP,XP2e,R0,2.0MBHP,115V,60HZ,2SPD,S/C,120"4P,TRM IMP,VITON | 1.5 | 125 | 91695151 | 11.4 | 11.8 | 3.4 | 2 | 115 | XP2e-551521 | 93525104 | Y | R0
no cord, xp2 | 06115000-1040 | 05617001-2340 | PUMP,XP2e,R0,2.0MBHP,115V,60HZ,2SPD,S/C,120"4P,TRMIMP,VITON | 1.5 | 125 | 91695151 | 11.4 | 11.8 | 3.4 | 2 | 115 | XP2e-551521 | 93525104 | Y | R0
xp2 | 06115000-1040 | 05617002-2300 | PUMP,XP2e,R0,2.0MBHP,115V,60HZ,2SPD,S/C,TRIM IMP,SUNDANCE | 1.5 | 120 | 91695152 | 11.8 | 12.6 | 3.5 | 2 | 115 | XP2e-551521 | 93525104 | N | R0
xp2, will have to move to R3 | 06115000-1040 | 05617003-2300 | PUMP,XP2e,R3,2.0MBHP,115V,60HZ,2SPD,S/C,1:30&9NPSC,TRIM IMP,SUNDANCE | 1.5 | 120 | 91695152 | 11.8 | 12.6 | 3.5 | 2 | 115 | XP2e-551521 | 93525104 | N | R3
xp2, will have to move to R9 | 06115000-1040 | 05617004-2300 | PUMP,XP2e,R9,2.0MBHP,115V,60HZ,2SPD,S/C,1:30&9NPSC,TRIM IMP,SUNDANCE | 1.5 | 120 | 91695152 | 11.8 | 12.6 | 3.5 | 2 | 115 | XP2e-551521 | 93525104 | N | R9
no cord, xp2 | 06115000-1040 | 05617421-2340 | PUMP,XP2e,R0,2.0MBHP,115V,60HZ,2SPD,S/C,48"4P,TRM IMP,VITON | 1.5 | 125 | 91695151 | 11.4 | 11.8 | 3.4 | 2 | 115 | XP2e-551521 | 93525104 | Y | R0
no cord, xp2 | 06115517-2040 | 05618000-2340 | PUMP,XP2e,R0,2.0MBHP,230V,60HZ,2SPD,S/C,60"4P | 1.5 | 118 | 91695152 | 13.4 | 7.0 | 2.0 | 2 | 230 | XP2e-551522 | 93525143 | Y | R0
no cord, xp2, wil have to move toR9 | 06120500-2040 | 05620001-2300 | PUMP,XP2e,R9,3.0MBHP,230V,60HZ,2SPD,S/C,120"4P,VITON,NPSC@9&6 | 2.0 | 155 | 91695200 | 14.7 | 9.0 | 3.1 | 2 | 230 | XP2e-552022 | 93526106 | Y | R9
no cord, xp2, wil have to move toR9 | 06120500-2040 | 05620001-2340 | PUMP,XP2e,R9,3.0MBHP,230V,60HZ,2SPD,S/C,120"4P,VITON,NPSC@9&6 | 2.0 | 155 | 91695200 | 14.7 | 9.0 | 3.1 | 2 | 230 | XP2e-552022 | 93526106 | Y | R9
no cord, xp2 | 06120500-2040 | 05620002-2040 | PUMP,XP2e,R0,3.6MBHP,230V,60HZ,2SPD,S/C,48"4P | 2.0 | 155 | 91695200 | 14.7 | 9.0 | 3.1 | 2 | 230 | XP2e-552022 | 93526106 | Y | R0
no cord, xp2, wil have to move toR9 | 06120500-2040 | 05620003-2040 | PUMP,XP2e,R9,3.6MBHP,230V,60HZ,2SPD,S/C,48"4P,1:30&6&9NPSC | 2.0 | 155 | 91695200 | 14.7 | 9.0 | 3.1 | 2 | 230 | XP2e-552022 | 93526106 | Y | R9
no cord, xp2, wil have to move toR9 | 06120500-2040 | 05620003-2340 | PUMP,XP2e,R9,3.6MBHP,230V,60HZ,2SPD,S/C,48"4P,1:30 & 6&9NPSC | 2.0 | 155 | 91695200 | 14.7 | 9.0 | 3.1 | 2 | 230 | XP2e-552022 | 93526106 | Y | R9
xp2 | 06120500-2040 | 05620004-2000 | PUMP,XP2e,R0,4.0MBHP,230V,60HZ,2SPD,S/C | 2.0 | 180 | 91695200 | 13.3 | 8.6 | 2.8 | 2 | 230 | XP2e-552022 | 93526114 | N | R0
xp2 | 06120500-2040 | 05620004-2300 | PUMP,XP2e,R0,4.0MBHP,230V,60HZ,2SPD,S/C | 2.0 | 180 | 91695200 | 13.3 | 8.6 | 2.8 | 2 | 230 | XP2e-552022 | 93526114 | N | R0
xp2 | 06120500-2040 | 05620005-2340 | PUMP,XP2e,R0,3.6MBHP,230V,60HZ,2SPD,S/C | 2.0 | 155 | 91695200 | 14.7 | 9.0 | 3.1 | 2 | 230 | XP2e-552022 | 93526106 | N | R0
xp2 | 06120500-2040 | 05620006-5340 | PUMP,XP2e,R0,3.5MBHP,230V,60HZ,2SPD,S/C | 2.0 | 120 | 91695200 | 17.4 | 8.4 | 2.7 | 2 | 230 | XP2e-632022 | 93515300 | N | R0
no cord, xp2 | 06120500-2040 | 05620007-2300 | PUMP,XP2e,R0,3.0MBHP,230V,60HZ,2SPD,S/C,79"4P,VITON,LEISURE BAY | 2.0 | 155 | 91695200 | 14.7 | 9.0 | 3.1 | 2 | 230 | XP2e-552022 | 93526106 | Y | R0
no cord, xp2 | 06120500-2040 | 05620256-1340 | PUMP,XP2e,R0,3.6MBHP,230V,60HZ,2SPD,D/C,48"MINI,9&6NPSC | 2.0 | 144 | 91695200 | 17.0 | 8.5 | 2.8 | 2 | 230 | XP2e-552022 | 93496103 | Y | R0
no cord, xp2 | 06120500-2040 | 05620374-2340 | PUMP,XP2e,R0,4.0MBHP,230V,60HZ,2SPD,S/C,48"4P | 2.0 | 180 | 91695200 | 13.3 | 8.6 | 2.8 | 2 | 230 | XP2e-552022 | 93526114 | Y | R0
no cord, xp2 | 06120500-2040 | 05620485-2340 | PUMP,XP2e,R0,3.6MBHP,230V,60HZ,2SPD,S/C,60"4P | 2.0 | 155 | 91695200 | 14.7 | 9.0 | 3.1 | 2 | 230 | XP2e-552022 | 93526106 | Y | R0
no cord, xp2 | 06120500-2040 | 05620489-2340 | PUMP,XP2e,R0,3.6MBHP,230V,60HZ,2SPD,S/C,48"AMP4P | 2.0 | 155 | 91695200 | 14.7 | 9.0 | 3.1 | 2 | 230 | XP2e-552022 | 93526106 | Y | R0
no cord, xp2, wil have to move toR3 | 06125000-1040 | 05625000-2040 | PUMP,XP2e,R3,4.8MBHP,230V,60HZ,2SPD,S/C,48"MINI,9NPT&1:30NPSC | 2.5 | 149 | 91695250 | 18.2 | 10.7 | 3.2 | 2 | 230 | XP2e-552522 | 93526151 | Y | R3
no cord, xp2 | 06125000-1040 | 05625001-2040 | PUMP,XP2e,R0,4.8MBHP,230V,60HZ,2SPD,S/C,48"4P | 2.5 | 149 | 91695250 | 18.2 | 10.7 | 3.2 | 2 | 230 | XP2e-552522 | 93526151 | Y | R0
no cord, xp2, wil have to move toR9 | 06125000-1040 | 05625002-2340 | PUMP,XP2e,R9,4.8MBHP,230V,60HZ,2SPD,S/C,48"4P,1:30&9NPSC | 2.5 | 149 | 91695250 | 18.2 | 10.7 | 3.2 | 2 | 230 | XP2e-552522 | 93526151 | Y | R9
no cord, xp2, wil have to move toR9 | 06125000-1040 | 05625003-2070 | PUMP,XP2e,R9,5.0MBHP,230V,60HZ,2SPD,S/C,48"MINI RED,9&1:30NPT,6NPSC | 2.5 | 149 | 91695250 | 18.2 | 10.7 | 3.2 | 2 | 230 | XP2e-552522 | 93526151 | Y | R9
no cord, xp2, wil have to move toR9 | 06125000-1040 | 05625003-2370 | PUMP,XP2e,R9,5.0MBHP,230V,60HZ,2SPD,S/C,48"MINI RED,9&1:30NPT,6NPSC | 2.5 | 149 | 91695250 | 18.2 | 10.7 | 3.2 | 2 | 230 | XP2-552522 | 93526151 | Y | R9
no cord, xp2, wil have to move toR3 | 06125000-1040 | 05625287-1300 | PUMP,XP2e,R3,4.8MBHP,230V,60HZ,2SPD,D/C,60"4P, 9&6NPSC,VITON SEA | 2.5 | 158 | 91695250 | 18.0 | 11.0 | 3.0 | 2 | 230 | XP2e-552522 | 93496150 | Y | R3
no cord, xp2 | 06125000-1040 | 05625356-2370 | PUMP,XP2e,R0,5.0MBHP,230V,60HZ,2SPD,S/C,96"MINI RED | 2.5 |  | 91695250 |  |  |  | 2 | 230 | XP2-552522 | 93526151 | Y | R0
no cord, xp2, wil have to move toR9 | 06125000-1040 | 05625357-2370 | PUMP,XP2e,R9,5.0MBHP,230V,60HZ,2SPD,S/C,96"MINI RED | 2.5 | 149 | 91695250 | 18.2 | 10.7 | 3.2 | 2 | 230 | XP2e-552522 | 93526151 | Y | R9
no cord, xp2, wil have to move toR9 | 06125000-1040 | 05625387-2070 | PUMP,XP2E,R9,5.0MBHP,230V,60HZ,2SPD,S/C,48"MINI RED,9&1:30NPSC | 2.5 | 149 | 91695250 | 18.2 | 10.7 | 3.2 | 2 | 230 | XP2e-552522 | 93526151 | Y | R9
no cord, xp2, wil have to move toR9 | 06125000-1040 | 05625387-2370 | PUMP,XP2e,R9,5.0MBHP,230V,60HZ,2SPD,S/C,48"MINI RED,9&1:30NPSC | 2.5 | 149 | 91695250 | 18.2 | 10.7 | 3.2 | 2 | 230 | XP2e-552522 | 93526151 | Y | R9
no cord, xp2 | 06125000-1040 | 05625489-2340 | PUMP,XP2e,R0,5.0MBHP,230V,60HZ,2SPD,S/C,48"4P | 2.5 | 149 | 91695250 | 18.2 | 10.7 | 3.2 | 2 | 230 | XP2e-552522 | 93526151 | Y | R0
no cord, xp2 | 06125000-1040 | 05625894-1300 | PUMP,XP2e,R0,4.8MBHP,230V,60HZ,2SPD,D/C,60"4P,9&6NPSC,VITON | 2.5 | 158 | 91695250 | 18.0 | 11.0 | 3.0 | 2 | 230 | XP2e-552522 | 93496150 | Y | R0
no cord, xp2, will have to move to R9 | 06130395-2040 | 05634000-2340 | PUMP,XP2e,R9,5.0MBHP,230V,60HZ,2SPD,S/C,48"4P,1:30&9NPSC | 3.0 | 168 | 91695310 | 18.0 | 12.7 | 3.4 | 2 | 230 | XP2e-553022 | 93527111 | Y | R9
no cord, 2spd | 05320761-2000 | 05720000-7340 | PUMP,56FR,XP2e,R0,3.0MBHP,230V,60HZ,1SPD,S/C,120"4P,VITON | 2.0 | 152 | 91695200 | 16.2 | 9.4 | 0 | 1 | 230 | XP2e-632012 | 93575250 | Y | R0
no cord, 2spd | 05320761-2000 | 05720001-1340 | PUMP,56FR,XP2e,R0,2.5MBHP,230V,60HZ,1SPD,S/C,120"4P | 2.0 | 144 | 91695200 | 13.5 | 8.7 | 0 | 1 | 230 | XP2e-632012 | 93496935 | Y | R0
no cord, 2spd | 05320761-2000 | 05720003-7340 | PUMP,56FR,XP2e,R0,3.5MBHP,230V,60HZ,1SPD,S/C,48"4P | 2.0 | 152 | 91695200 | 16.2 | 9.4 | 0 | 1 | 230 | XP2e-632012 | 93575250 | Y | R0
no cord ( or could use xp2 48FR 2spd, 2,5Hp) | n/a Use 2 or 3HP (2spd) | 05725001-2040 | PUMP,56FR,XP2e,R0,5.0MBHP,230V,60HZ,1SPD,S/C,48"4P | 2.5 | 162 | 91695250 | 17.0 | 11.1 | 0 | 1 | 230 | XP2e-632512 | 93526946 | Y | R0
no cord ( or could use xp2 48FR 2spd, 2,5Hp) will have to move to R9 | n/a Use 2 or 3HP (2spd) | 05725002-2040 | PUMP,56FR,XP2e,R9,5.0MBHP,230V,60HZ,1SPD,S/C,48"4P,1:30& 6&9NPSC | 2.5 | 162 | 91695250 | 17.0 | 11.1 | 0 | 1 | 230 | XP2e-632512 | 93526946 | Y | R9
no cord ( or could use xp2 48FR 2spd, 2,5Hp) will have to move to R9 | n/a Use 2 or 3HP (2spd) | 05725002-2340 | PUMP,56FR,XP2e,R9,5.0MBHP,230V,60HZ,1SPD,S/C,48"4P,1:30& 6&9NPSC | 2.5 | 162 | 91695250 | 17.0 | 11.1 | 0 | 1 | 230 | XP2e-632512 | 93526946 | Y | R9
no cord ( or could use xp2 48FR 2spd, 2,5Hp) | n/a Use 2 or 3HP (2spd) | 05725003-2340 | PUMP,56FR,XP2e,R0,2.5HP CONT,4.0MBHP,230V,60HZ,1SPD,S/C,48"4PVITON | 2.5 | 162 | 91695250 | 17.0 | 11.1 | 0 | 1 | 230 | XP2e-632512 | 93526946 | Y | R0
( or could use xp2 48FR 2spd, 2,5Hp) | n/a Use 2 or 3HP (2spd) | 05725004-2000 | PUMP,56FR,XP2e,R0,5.0MBHP,230V,60HZ,1SPD,S/C | 2.5 | 162 | 91695250 | 17.0 | 11.1 | 0 | 1 | 230 | XP2e-632512 | 93526946 | N | R0
( or could use xp2 48FR 2spd, 2,5Hp) | n/a Use 2 or 3HP (2spd) | 05725004-2300 | PUMP,56FR,XP2e,R0,5.0MBHP,230V,60HZ,1SPD,S/C | 2.5 | 162 | 91695250 | 17.0 | 11.1 | 0 | 1 | 230 | XP2e-632512 | 93526946 | N | R0
( or could use xp2 48FR 2spd, 2,5Hp) | n/a Use 2 or 3HP (2spd) | 05725004-2340 | PUMP,56FR,XP2e,R0,5.0MBHP,230V,60HZ,1SPD,S/C | 2.5 | 162 | 91695250 | 17.0 | 11.1 | 0 | 1 | 230 | XP2e-632512 | 93526946 | N | R0
no cord ( or could use xp2 48FR 2spd, 2,5Hp) will have to move to R9 | n/a Use 2 or 3HP (2spd) | 05725005-2340 | PUMP,56FR,XP2e,R9,5.0MBHP,230V,60HZ,1SPD,S/C,79"4P,1:30HSD & 9NPSC | 2.5 | 162 | 91695250 | 17.0 | 11.1 | 0 | 1 | 230 | XP2e-632512 | 93526946 | Y | R9
no cord ( or could use xp2 48FR 2spd, 2,5Hp) will have to move to R9 | n/a Use 2 or 3HP (2spd) | 05725006-7340 | PUMP,56FR,XP2e,R9,5.0MBHP,230V,60HZ,1SPD,S/C,79"4P,1:30 & 9NPSC | 2.5 | 165 | 91695250 | 14.6 | 10.5 | 0 | 1 | 230 | XP2e-632512 | 93576250 | Y | R9
( or could use xp2 48FR 2spd, 2,5Hp) | n/a Use 2 or 3HP (2spd) | 05725007-2361 | PUMP,56FR,XP2e,R0,3.0MBHP,230V,60HZ,1SPD,S/C,GRAY,PHOENIX | 2.5 | 162 | 91695250 | 17.0 | 11.1 | 0 | 1 | 230 | XP2e-632512 | 93526946 | N | R0
no cord ( or could use xp2 48FR 2spd, 2,5Hp) | n/a Use 2 or 3HP (2spd) | 05725008-2370 | PUMP,56FR,XP2e,R0,5.0BMHP,230V,60HZ,1SPD,S/C,96"ORG MINI,BLU WE,9&1:30NPT,6NPSC | 2.5 | 162 | 91695250 | 17.0 | 11.1 | 0 | 1 | 230 | XP2e-632512 | 93526946 | Y | R0
no cord ( or could use xp2 48FR 2spd, 2,5Hp) will have to move to R9 | n/a Use 2 or 3HP (2spd) | 05725009-7370 | PUMP,56FR,XP2e,R9,5.0MBHP,230V,60HZ,1SPD,S/C,48"ORG MINI,9&1:30NPT,6NPSC | 2.5 | 165 | 91695250 | 14.6 | 10.5 | 0 | 1 | 230 | XP2e-632512 | 93576250 | Y | R9
no cord ( or could use xp2 48FR 2spd, 2,5Hp) will have to move to R9 | n/a Use 2 or 3HP (2spd) | 05725354-2340 | PUMP,56FR,XP2e,R9,5.0MBHP,230V,60HZ,1SPD,S/C,48"ORG MINI,BLU | 2.5 | 162 | 91695250 | 17.0 | 11.1 | 0 | 1 | 230 | XP2e-632512 | 93526946 | Y | R9
no cord ( or could use xp2 48FR 2spd, 2,5Hp) will have to move to R9 | n/a Use 2 or 3HP (2spd) | 05725354-2370 | PUMP,56FR,XP2e,R9,5.0MBHP,230V,60HZ,1SPD,S/C,48"ORG MINI,BLU WE | 2.5 | 162 | 91695250 | 17.0 | 11.1 | 0 | 1 | 230 | XP2e-632512 | 93526946 | Y | R9
no cord ( or could use xp2 48FR 2spd, 2,5Hp) | n/a Use 2 or 3HP (2spd) | 05725363-2370 | PUMP,56FR,XP2e,R0,5.0MBHP,230V,60HZ,1SPD,S/C,96"ORG MINI,BLU,9NPT,6NPSC | 2.5 | 162 | 91695250 | 17.0 | 11.1 | 0 | 1 | 230 | XP2e-632512 | 93526946 | Y | R0
no cord ( or could use xp2 48FR 2spd, 2,5Hp) | n/a Use 2 or 3HP (2spd) | 05725414-2370 | PUMP,56FR,XP2e,R0,5.0MBHP,230V,60HZ,1SPD,S/C,96"ORG MINI,BLU WE | 2.5 | 162 | 91695250 | 17.0 | 11.1 | 0 | 1 | 230 | XP2e-632512 | 93526946 | Y | R0
no cord, 2spd, will have to move to R9 | 05334012-2040 | 05725794-7040 | PUMP,56FR,XP2e,R9,5.0MBHP,230V,60HZ,1SPD,S/C,48"ORG MINI,9NPSC | 3.0 | 165 | 91695250 | 14.6 | 10.5 | 0 | 1 | 230 | XP2e-632512 | 93576250 | Y | R9
no cord, 2 speed | 05334012-2040 | 05730000-2340 | PUMP,56FR,XP2e,R0,5.0MBHP,230V,60HZ,1SPD,S/C,48"HQMINI,VITON | 3.0 | 187 | 91695310 | 15.1 | 12.4 | 0 | 1 | 230 | XP2e-633012 | 93526956 | Y | R0
no cord, 2speed motor | 05334012-2040 | 05734000-2340 | PUMP,56FR,XP2e,R0,5.0MBHP,230V,60HZ,1SPD,S/C,48"4P | 3.0 | 187 | 91695310 | 15.1 | 12.4 | 0 | 1 | 230 | XP2e-633012 | 93526956 | Y | R0
2 speed motor | 05334012-2040 | 05734001-2361 | PUMP,56FR,XP2e,R0,4.0MBHP,230V,60HZ,1SPD,S/C,GRAY WE,PHOENIX | 3.0 | 187 | 91695310 | 15.1 | 12.4 | 0 | 1 | 230 | XP2e-633012 | 93526956 | N | R0
no cord, 2speed motor | 05334012-2040 | 05734002-2000 | PUMP,56FR,XP2e,R0,5.0MBHP,230V,60HZ,1SPD,S/C,48"MINI | 3.0 | 187 | 91695310 | 15.1 | 12.4 | 0 | 1 | 230 | XP2e-633012 | 93526956 | Y | R0
no cord, 2speed motor | 05334012-2040 | 05734002-2300 | PUMP,56FR,XP2E,R0,5.0MBHP,230V,60HZ,1SPD,S/C,48"MINI | 3.0 | 187 | 91695310 | 15.1 | 12.4 | 0 | 1 | 230 | XP2e-633012 | 93526956 | Y | R0
2 speed motor, motor has a capacitor instead of relay now | 05334012-2040 | 05734003-7361 | PUMP,56FR,XP2e,R0,4.0MBHP,230V,60HZ,1SPD,S/C,GRAY WE,PHOENIX,AF MTR W/TB | 3.0 |  | 91695310 |  |  |  | 1 | 230 | XP2e-633012 | 93577200 | N | R0
2 speed motor | 05334012-2040 | 05734004-5340 | PUMP,56FR,XP2e,R0,5.0MBHP,230V,60HZ,1SPD,S/C | 3.0 | 120 | 91695310 | 26 | 12 | 0 | 1 | 230 | XP2e-633012 | 93517250 | N | R0
no cord, 2speed motor | 05334012-2040 | 05734004-7340 | PUMP,56FR,XP2e,R0,5.0MBHP,230V,60HZ,1SPD,S/C,48"4P | 3.0 | 168 | 91695310 | 18.0 | 12.8 | 0 | 1 | 230 | XP2e-633012 | 93577250 | Y | R0
no cord, 2speed motor | 05334012-2040 | 05734005-7300 | PUMP,56FR,XP2e,R0,5.0MBHP,230V,60HZ,1SPD,S/C,48"ORG MINI | 3.0 | 168 | 91695310 | 18.0 | 12.8 | 0 | 1 | 230 | XP2e-633012 | 93577250 | Y | R0
will be 2 speed motor | 05340009-5040 | 05740000-2361 | PUMP,56FR,XP2e,R0,5.0MBHP,230V,60HZ,1SPD,S/C,GRY WE,PHOENIX | 4.0 | 200 | 91695400 | 16.9 | 16.5 | 0 | 1 | 230 | XP2e-634011 | 93526966 | N | R0
no cord, will be 2 speed motor | 05340009-5040 | 05742372-2340 | PUMP,56FR,XP2e,R0,5.0MBHP,230V,60HZ,1SPD,S/C,48"ORG,BLU,9NPT,6NPSC,VITON | 4.0 | 195 | 91695401 | 16.8 | 14.0 | 0 | 1 | 230 | XP2e-634012 | 93526965 | Y | R0
no cord ( or could use xp2 48FR 2spd, 1,5Hp) | n/a Use 2HP, 05320761-2000 | 05815000-1040 | PUMP,56FR,XP2e,R0,3.0MBHP,230V,60HZ,2SPD,S/C,48"4P | 1.5 | 140 | 91695150 | 14.4 | 7.7 | 3.0 | 2 | 230 | XP2e-631522 | 93496920 | Y | R0
no cord ( or could use xp2 48FR 2spd, 1,5Hp) | n/a Use 2HP, 05320761-2000 | 05815000-1340 | PUMP,56FR,XP2e,R0,3.0MBHP,230V,60HZ,2SPD,S/C,48"4P | 1.5 | 140 | 91695150 | 14.4 | 7.7 | 3.0 | 2 | 230 | XP2e-631522 | 93496920 | Y | R0
no cord ( or could use xp2 48FR 2spd, 1,5Hp) will have to move to R9 | n/a Use 2HP, 05320761-2000 | 05815001-7340 | PUMP,56FR,XP2e,R9,2.0MBHP,230V,60HZ,2SPD,S/C,120"4P,VITON,9&6NPSC | 1.5 | 135 | 91695150 | 11.5 | 7.2 | 3.3 | 2 | 230 | XP2e-631522 | 93573350 | Y | R9
no cord ( or could use xp2 48FR 2spd, 1,5Hp) | n/a Use 2HP, 05320761-2000 | 05815002-7340 | PUMP,56FR,XP2e,R0,3.0MBHP,230V,60HZ,2SPD,S/C,79"4P,VITON,9&6NPSC | 1.5 | 135 | 91695150 | 11.5 | 7.2 | 3.3 | 2 | 230 | XP2e-631522 | 93573350 | Y | R0
no cord(could use xp2, 48frame, 1.5HP) mtr with cap | n/a Use 2HP, 05320761-2000 | 05815003-7340 | PUMP,56FR,XP2E,R0,3.0MBHP,230V,60HZ,2SPD,S/C,48"4P,AF RELAY MTR | 1.5 | 132 | 91695150 | 12.3 | 7.8 | 1.6 | 2 | 230 | XP2e-631522 | 93573375 | Y | R0
no cord(could use xp2, 48frame, 1.5HP) | n/a Use 2HP, 05320761-2000 | 05815004-1040 | PUMP,56FR,XP2e,R0,2.0MBHP,230V,60HZ,2SPD,S/C,120"4P | 1.5 | 140 | 91695150 | 14.4 | 7.7 | 3.0 | 2 | 230 | XP2e-631522 | 93496920 | Y | R0
no cord, xp2 | 06115000-1040 | 05815510-2340 | PUMP,XP2e,R0,2.0MBHP,115V,60HZ,2SPD,S/C,36"4P | 1.5 | 120 | 91695150 | 14.2 | 14.2 | 3.9 | 2 | 115 | XP2e-551521 | 93525104 | Y | R0
no cord, mtr with cap, replacement will be 48fr | 06115517-2040 | 05818000-7340 | PUMP,56FR,XP2e,R0,2.0MBHP,230V,60HZ,2SPD,S/C,60"4P,AF RELAY MTR | 1.5 | 112 | 91695152 | 11.5 | 7.3 | 1.5 | 2 | 230 | XP2e-631522 | 93573375 | Y | R0
no cord | 05320761-2000 | 05820000-1340 | PUMP,56FR,XP2e,R0,4.0MBHP,230V,60HZ,2SPD,S/C,48"4P | 2.0 | 144 | 91695200 | 13.7 | 8.7 | 2.8 | 2 | 230 | XP2e-632022 | 93496930 | Y | R0
no cord | 05320761-2000 | 05820000-2340 | PUMP,56FR,XP2e,R0,4.0MBHP,230V,60HZ,2SPD,S/C,48"4P | 2.0 | 150 | 91695200 | 15.9 | 8.9 | 3 | 2 | 230 | XP2e-632022 | 93526931 | Y | R0
| 05320761-2000 | 05820001-2300 | PUMP,56FR,XP2e,R0,4.0MBHP,230V,60HZ,2SPD,S/C,VITON | 2.0 | 150 | 91695200 | 15.9 | 8.9 | 3 | 2 | 230 | XP2e-632022 | 93526931 | N | R0
no cord | 05320761-2000 | 05820002-2300 | PUMP,56FR,XP2e,R0,4.0MBHP,230V,60HZ,2SPD,S/C,36"4P,VITON | 2.0 | 150 | 91695200 | 15.9 | 8.9 | 3 | 2 | 230 | XP2e-632022 | 93526931 | Y | R0
no cord | 05320761-2000 | 05820003-2040 | PUMP,56FR,XP2e,R0,4.0MBHP,230V,60HZ,2SPD,S/C,48"RED MINI,RW | 2.0 | 150 | 91695200 | 15.9 | 8.9 | 3 | 2 | 230 | XP2e-632022 | 93526931 | Y | R0
no cord | 05320761-2000 | 05820003-2340 | PUMP,56FR,XP2e,R0,4.0MBHP,230V,60HZ,2SPD,S/C,48"RED MINI,RW | 2.0 | 150 | 91695200 | 15.9 | 8.9 | 3 | 2 | 230 | XP2e-632022 | 93526931 | Y | R0
no cord, will have to move to R9 | 05320761-2000 | 05820004-7340 | PUMP,56FR,XP2e,R9,3.0MBHP,230V,60HZ,2SPD,S/C,120"4P,VITON,9&6NPSC | 2.0 | 160 | 91695200 | 10.6 | 8.6 | 3.4 | 2 | 230 | XP2e-632022 | 93575350 | Y | R9
no cord, motor has a capacitor instead of relay now | 05320761-2000 | 05820005-7340 | PUMP,56FR,XP2e,R0,4.0MBHP,230V,60HZ,2SPD,S/C,48"4P,AF RELAY MTR | 2.0 | 150 | 91695200 | 13.8 | 9.0 | 1.6 | 2 | 230 | XP2e-632022 | 93575375 | Y | R0
no cord, motor has a capacitor instead of relay now, will have to move to R9 | 05320761-2000 | 05820006-7340 | PUMP,56FR,XP2e,R9,3.0MBHP,230V,60HZ,2SPD,S/C,120"4P,VITON,9&6NPSC,A/F RELAY MTR. | 2.0 | 150 | 91695200 | 13.8 | 9.0 | 1.6 | 2 | 230 | XP2e-632022 | 93575375 | Y | R9
no cord | 05320761-2000 | 05820007-1340 | PUMP,56FR,XP2e,R0,2.5MBHP,230V,60HZ,2SPD,S/C,120"4P | 2.0 | 144 | 91695200 | 13.7 | 8.7 | 2.8 | 2 | 230 | XP2e-632022 | 93496930 | Y | R0
no cord, motor has a capacitor instead of relay now | 05320761-2000 | 05820397-7340 | PUMP,56FR,XP2E,R0,3.6MBHP,230V,60HZ,2SPD,S/C,36"4P,AF RELAY MTR | 2.0 | 150 | 91695200 | 13.8 | 9.0 | 1.6 | 2 | 230 | XP2e-632022 | 93575375 | Y | R0
no cord, will have to move to R3 | 05320761-2000 | 05820782-2340 | PUMP,56FR,XP2e,R3,4.0MBHP,230V,60HZ,2SPD,S/C,48"4P,1:30&9NPSC | 2.0 | 150 | 91695200 | 15.9 | 8.9 | 3 | 2 | 230 | XP2e-632022 | 93526931 | Y | R3
no cord ( or could use xp2 48FR 2spd, 2,5Hp) | n/a Use 2 or 3HP | 05825000-2340 | PUMP,56FR,XP2e,R0,5.0MBHP,230V,60HZ,2SPD,S/C,96"RED MINI,VITON | 2.5 | 172 | 91695250 | 15.9 | 10.5 | 3.1 | 2 | 230 | XP2e-632522 | 93526941 | Y | R0
no cord ( or could use xp2 48FR 2spd, 2,5Hp) will have to move to R9 | n/a Use 2 or 3HP | 05825001-2340 | PUMP,56FR,XP2e,R9,5.0MBHP,230V,60HZ,2SPD,S/C,79"4P,1:30HSD & 9NPSC | 2.5 | 172 | 91695250 | 15.9 | 10.5 | 3.1 | 2 | 230 | XP2e-632522 | 93526941 | Y | R9
no cord, speed reverse( or could use xp2 48FR 2spd, 2,5Hp) | n/a Use 2 or 3HP | 05825002-2040 | PUMP,56FR,XP2e,R0,5.0MBHP,230V,60HZ,2SPD,S/C,79"4P,VITON,RW | 2.5 | 172 | 91695250 | 15.9 | 10.5 | 3.1 | 2 | 230 | XP2e-632522 | 93526941 | Y | R0
no cord, speed reverse( or could use xp2 48FR 2spd, 2,5Hp) | n/a Use 2 or 3HP | 05825002-2340 | PUMP,56FR,XP2e,R0,5.0MBHP,230V,60HZ,2SPD,S/C,79"4P,VITON,RW | 2.5 | 172 | 91695250 | 15.9 | 10.5 | 3.1 | 2 | 230 | XP2e-632522 | 93526941 | Y | R0
no cord ( or could use xp2 48FR 2spd, 2,5Hp) | n/a Use 2 or 3HP | 05825003-2340 | PUMP,56FR,XP2e,R0,5.0MBHP,230V,60HZ,2SPD,S/C,120"4P | 2.5 | 172 | 91695250 | 15.9 | 10.5 | 3.1 | 2 | 230 | XP2e-632522 | 93526941 | Y | R0
no cord ( or could use xp2 48FR 2spd, 2,5Hp) | n/a Use 2 or 3HP | 05825004-2000 | PUMP,56FR,XP2e,R0,5.0MBHP,230V,60HZ,2SPD,S/C,48"MINI,VITON,R/C | 2.5 | 180 | 91695250 | 15.9 | 11.4 | 3.1 | 2 | 230 | XP2e-632522 | 93526942 | Y | R0
no cord ( or could use xp2 48FR 2spd, 2,5Hp) | n/a Use 2 or 3HP | 05825004-2300 | PUMP,56FR,XP2e,R0,5.0MBHP,230V,60HZ,2SPD,S/C,48"MINI,VITON,R/C | 2.5 | 180 | 91695250 | 15.9 | 11.4 | 3.1 | 2 | 230 | XP2e-632522 | 93526942 | Y | R0
no cord ( or could use xp2 48FR 2spd, 2,5Hp) | n/a Use 2 or 3HP | 05825004-2340 | PUMP,56FR,XP2e,R0,5.0MBHP,230V,60HZ,2SPD,S/C,48"MINI,VITON,R/C | 2.5 | 180 | 91695250 | 15.9 | 11.4 | 3.1 | 2 | 230 | XP2e-632522 | 93526942 | Y | R0
no cord ( or could use xp2 48FR 2spd, 2,5Hp) | n/a Use 2 or 3HP | 05825004-2381 | PUMP,56FR,XP2e,R0,5.0MBHP,230V,60HZ,2SPD,S/C,48"MINI,VITON,R/C | 2.5 | 180 | 91695250 | 15.9 | 11.4 | 3.1 | 2 | 230 | XP2e-632522 | 93526942 | Y | R0
no cord ( or could use xp2 48FR 2spd, 2,5Hp) will have to move to R9 | n/a Use 2 or 3HP | 05825005-2040 | PUMP,56FR,XP2e,R9,5.0MBHP,230V,60HZ,2SPD,S/C,48"4P,1:30 & 6&9NPSC | 2.5 | 172 | 91695250 | 15.9 | 10.5 | 3.1 | 2 | 230 | XP2e-632522 | 93526941 | Y | R9
no cord ( or could use xp2 48FR 2spd, 2,5Hp) will have to move to R9 | n/a Use 2 or 3HP | 05825005-2340 | PUMP,56FR,XP2e,R9,5.0MBHP,230V,60HZ,2SPD,S/C,48"4P,1:30 & 6&9NPSC | 2.5 | 172 | 91695250 | 15.9 | 10.5 | 3.1 | 2 | 230 | XP2e-632522 | 93526941 | Y | R9
no cord, speed reverse( or could use xp2 48FR 2spd, 2,5Hp) | n/a Use 2 or 3HP | 05825006-2340 | PUMP,56FR,XP2e,R0,4.0MBHP,230V,60HZ,2SPD,S/C,48"4PVITON,RW | 2.5 | 172 | 91695250 | 15.9 | 10.5 | 3.1 | 2 | 230 | XP2e-632522 | 93526941 | Y | R0
( or could use xp2 48FR 2spd, 2,5Hp) | n/a Use 2 or 3HP | 05825007-2000 | PUMP,56FR,XP2e,R0,5.0MBHP,230V,60HZ,2SPD,S/C | 2.5 | 172 | 91695250 | 15.9 | 10.5 | 3.1 | 2 | 230 | XP2e-632522 | 93526941 | N | R0
( or could use xp2 48FR 2spd, 2,5Hp) | n/a Use 2 or 3HP | 05825007-2300 | PUMP,56FR,XP2e,R0,5.0MBHP,230V,60HZ,2SPD,S/C | 2.5 | 172 | 91695250 | 15.9 | 10.5 | 3.1 | 2 | 230 | XP2e-632522 | 93526941 | N | R0
no cord ( or could use xp2 48FR 2spd, 2,5Hp) | n/a Use 2 or 3HP | 05825008-2300 | PUMP,56FR,XP2e,R0,5.0MBHP,230V,60HZ,2SPD,S/C,36"4P,VITON | 2.5 | 172 | 91695250 | 15.9 | 10.5 | 3.1 | 2 | 230 | XP2e-632522 | 93526941 | Y | R0
no cord ( or could use xp2 48FR 2spd, 2,5Hp) will have to move to R3 | n/a Use 2 or 3HP | 05825009-2300 | PUMP,56FR,XP2e,R3,5.0MBHP,230V,60HZ,2SPD,S/C,79"4P,VITON,1:30&9NPSC | 2.5 | 172 | 91695250 | 15.9 | 10.5 | 3.1 | 2 | 230 | XP2e-632522 | 93526941 | Y | R3
( or could use xp2 48FR 2spd, 2,5Hp) | n/a Use 2 or 3HP | 05825010-2361 | PUMP,56FR,XP2e,R0,3.0MBHP,230V,60HZ,2SPD,S/C,GRAY WE,PHOENIX | 2.5 | 172 | 91695250 | 15.9 | 10.5 | 3.1 | 2 | 230 | XP2e-632522 | 93526941 | N | R0
no cord ( or could use xp2 48FR 2spd, 2,5Hp) will have to move to R3 | n/a Use 2 or 3HP | 05825011-7300 | PUMP,56FR,XP2e,R3,5.0MBHP,230V,60HZ,2SPD,S/C,79"4P,VITON,1:30&9NPSC | 2.5 | 150 | 91695250 | 16.0 | 10.4 | 3.6 | 2 | 230 | XP2e-632522 | 93576350 | Y | R3
no cord ( or could use xp2 48FR 2spd, 2,5Hp) will have to move to R9 | n/a Use 2 or 3HP | 05825012-7340 | PUMP,56FR,XP2e,R9,5.0MBHP,230V,60HZ,2SPD,S/C,79"4P,1:30 & 9NPSC | 2.5 | 150 | 91695250 | 16.0 | 10.4 | 3.6 | 2 | 230 | XP2e-632522 | 93576350 | Y | R9
no cord(or could use xp2 48FR 2spd, 2,5Hp)mtr with cap | n/a Use 2 or 3HP | 05825014-7340 | PUMP,56FR,XP2e,R0,5.0MBHP,230V,60HZ,2SPD,S/C,48"4P,AF RELAY MTR | 2.5 | 153 | 91695250 | 16.6 | 9.9 | 2.0 | 2 | 230 | XP2e-632522 | 93576375 | Y | R0
no cord ( or could use xp2 48FR 2spd, 2,5Hp) will have to move to R3, mtr with cap | n/a Use 2 or 3HP | 05825015-7300 | PUMP,56FR,XP2e,R3,5.0MBHP,230V,60HZ,2SPD,S/C,79"4P,VITON,1:30&9NPSC,AF RELAY MTR | 2.5 | 153 | 91695250 | 16.6 | 9.9 | 2.0 | 2 | 230 | XP2e-632522 | 93576375 | Y | R3
no cord(or could use xp2 48FR 2spd, 2,5Hp)mtr with cap | n/a Use 2 or 3HP | 05825016-7370 | PUMP,56FR,XP2e,R0,5.0MBHP,230V,60HZ,2SPD,S/C,96"MINI,BLUE,9NPT&6NPSC,AF RELAY MTR | 2.5 | 153 | 91695250 | 16.6 | 9.9 | 2.0 | 2 | 230 | XP2e-632522 | 93576375 | Y | R0
no cord ( or could use xp2 48FR 2spd, 2,5Hp) will have to move to R9, mtr with cap | n/a Use 2 or 3HP | 05825017-7340 | PUMP,56FR,XP2e,R9,5.0MBHP,230V,60HZ,2SPD,S/C,79"4P,1:30HSD,9NPSC,AF RELAY MTR | 2.5 | 153 | 91695250 | 16.6 | 9.9 | 2.0 | 2 | 230 | XP2e-632522 | 93576375 | Y | R9
no cord(or could use xp2 48FR 2spd, 2,5Hp)mtr with cap | n/a Use 2 or 3HP | 05825018-7040 | PUMP,56FR,XP2e,R0,4.8MBHP,230V,60HZ,2SPD,S/C,48"4P,AF RELAY MTR | 2.5 | 153 | 91695250 | 16.6 | 9.9 | 2.0 | 2 | 230 | XP2e-632522 | 93576375 | Y | R0
no cord ( or could use xp2 48FR 2spd, 2,5Hp) will have to move to R3, mtr with cap | n/a Use 2 or 3HP | 05825019-7300 | PUMP,56FR,XP2e,R3,5.0MBHP,230V,60HZ,2SPD,S/C,79"4P,VITON,9&1:30NPT,6NPSC,AF RELAY MTR | 2.5 | 153 | 91695250 | 16.6 | 9.9 | 2.0 | 2 | 230 | XP2e-632522 | 93576375 | Y | R3
no cord ( or could use xp2 48FR 2spd, 2,5Hp) will have to move to R9, mtr with cap | n/a Use 2 or 3HP | 05825020-7370 | PUMP,56FR,XP2e,R9,5.0MBHP,230V,60HZ,2SPD,S/C,48"RED MINI,9&1:30NPT,6NPSC,AF RELAY MTR | 2.5 | 153 | 91695250 | 16.6 | 9.9 | 2.0 | 2 | 230 | XP2e-632522 | 93576375 | Y | R9
no cord ( or could use xp2 48FR 2spd, 2,5Hp) will have to move to R9 | n/a Use 2 or 3HP | 05825021-2340 | PUMP,56FR,XP2e,R9,5.0MBHP,230V,60HZ,2SPD,S/C,48"HQMINI,1:30HSD&9NPSC | 2.5 | 172 | 91695250 | 15.9 | 10.5 | 3.1 | 2 | 230 | XP2e-632522 | 93526941 | Y | R9
no cord ( or could use xp2 48FR 2spd, 2,5Hp) | n/a Use 2 or 3HP | 05825309-2340 | PUMP,56FR,XP2e,R0,5.0MBHP,230V,60HZ,2SPD,S/C,48"MINI,VITON | 2.5 | 172 | 91695250 | 15.9 | 10.5 | 3.1 | 2 | 230 | XP2e-632522 | 93526941 | Y | R0
no cord ( or could use xp2 48FR 2spd, 2,5Hp) will have to move to R9 | n/a Use 2 or 3HP | 05825316-2340 | PUMP,56FR,XP2e,R3,5.0MBHP,230V,60HZ,2SPD,S/C,48"MINI,VITON,9&1:30NPSC | 2.5 | 172 | 91695250 | 15.9 | 10.5 | 3.1 | 2 | 230 | XP2e-632522 | 93526941 | Y | R3
no cord ( or could use xp2 48FR 2spd, 2,5Hp) | n/a Use 2 or 3HP | 05825352-2370 | PUMP,56FR,XP2e,R0,5.0MBHP,230V,60HZ,2SPD,S/C,96"RED MINI,BLUE,9&1:30NPT,6NPSC | 2.5 | 172 | 91695250 | 15.9 | 10.5 | 3.1 | 2 | 230 | XP2e-632522 | 93526941 | Y | R0
no cord(or could use xp2 48FR 2spd, 2,5Hp)mtr with cap | n/a Use 2 or 3HP | 05825352-7370 | PUMP,56FR,XP2e,R0,5.0MBHP,230V,60HZ,2SPD,S/C,96"MINI,9&1:30NPT,6NPSC,AF RELAY MTR,BLUE | 2.5 | 153 | 91695250 | 16.6 | 9.9 | 2.0 | 2 | 230 | XP2e-632522 | 93576375 | Y | R0
no cord ( or could use xp2 48FR 2spd, 2,5Hp) | n/a Use 2 or 3HP | 05825489-2040 | PUMP,56FR,XP2e,R0,5.0MBHP,230V,60HZ,2SPD,S/C,48"4P | 2.5 | 172 | 91695250 | 15.9 | 10.5 | 3.1 | 2 | 230 | XP2e-632522 | 93526941 | Y | R0
no cord ( or could use xp2 48FR 2spd, 2,5Hp) | n/a Use 2 or 3HP | 05825489-2340 | PUMP,56FR,XP2e,R0,5.0MBHP,230V,60HZ,2SPD,S/C,48"4P | 2.5 | 172 | 91695250 | 15.9 | 10.5 | 3.1 | 2 | 230 | XP2e-632522 | 93526941 | Y | R0
no cord ( or could use xp2 48FR 2spd, 2,5Hp) | n/a Use 2 or 3HP | 05825489-5040 | PUMP,56FR,XP2e,R0,5.0MBHP,230V,60HZ,2SPD,S/C,48"4P,NO HP LABEL | 2.5 | 168 | 91695250 | 12.5 | 10.1 | 3.2 | 2 | 230 | XP2e-632522 | 93516350 | Y | R0
no cord(or could use xp2 48FR 2spd, 2,5Hp)mtr with cap | n/a Use 2 or 3HP | 05825489-7340 | PUMP,56FR,XP2E,R0,5.0MBHP,230V,60HZ,2SPD,S/C,48"4P,AF RELAY MTR | 2.5 | 153 | 91695250 | 16.6 | 9.9 | 2.0 | 2 | 230 | XP2e-632522 | 93576375 | Y | R0
no cord ( or could use xp2 48FR 2spd, 2,5Hp) will have to move to R3 | n/a Use 2 or 3HP | 05825685-2300 | PUMP,56FR,XP2e,R3,5.0MBHP,230V,60HZ,2SPD,S/C,60"4P,VITON,1:30&9NPSC | 2.5 | 172 | 91695250 | 15.9 | 10.5 | 3.1 | 2 | 230 | XP2e-632522 | 93526941 | Y | R3
no cord ( or could use xp2 48FR 2spd, 2,5Hp) will have to move to R3 | n/a Use 2 or 3HP | 05825778-2340 | PUMP,56FR,XP2e,R3,5.0MBHP,230V,60HZ,2SPD,S/C,60"4P,9&1:30NPSC | 2.5 | 172 | 91695250 | 15.9 | 10.5 | 3.1 | 2 | 230 | XP2e-632522 | 93526941 | Y | R3
no cord ( or could use xp2 48FR 2spd, 2,5Hp) will have to move to R3 | n/a Use 2 or 3HP | 05825892-2000 | PUMP,56FR,XP2e,R3,5.0MBHP,230V,60HZ,2SPD,S/C,48"MINI,VITON,R/C,1:30&9NPSC | 2.5 | 180 | 91695250 | 15.9 | 11.4 | 3.1 | 2 | 230 | XP2e-632522 | 93526942 | Y | R3
no cord ( or could use xp2 48FR 2spd, 2,5Hp) will have to move to R3 | n/a Use 2 or 3HP | 05825892-2040 | PUMP,56FR,XP2e,R3,5.0MBHP,230V,60HZ,2SPD,S/C,48"MINI,VITON,R/C,1:30 & 9NPSC | 2.5 | 180 | 91695250 | 15.9 | 11.4 | 3.1 | 2 | 230 | XP2e-632522 | 93526942 | Y | R3
no cord ( or could use xp2 48FR 2spd, 2,5Hp) will have to move to R3 | n/a Use 2 or 3HP | 05825892-2060 | PUMP,56FR,XP2e,R3,5.0MBHP,230V,60HZ,2SPD,S/C,48"MINI,VITON,R/C,1:30 & 9NPSC | 2.5 | 180 | 91695250 | 15.9 | 11.4 | 3.1 | 2 | 230 | XP2e-632522 | 93526942 | Y | R3
no cord ( or could use xp2 48FR 2spd, 2,5Hp) will have to move to R3 | n/a Use 2 or 3HP | 05825892-2300 | PUMP,56FR,XP2e,R3,5.0MBHP,230V,60HZ,2SPD,S/C,48"MINI,VITON,R/C,1:30 & 9NPSC | 2.5 | 180 | 91695250 | 15.9 | 11.4 | 3.1 | 2 | 230 | XP2e-632522 | 93526942 | Y | R3
no cord ( or could use xp2 48FR 2spd, 2,5Hp) will have to move to R3 | n/a Use 2 or 3HP | 05825892-2340 | PUMP,56FR,XP2e,R3,5.0MBHP,230V,60HZ,2SPD,S/C,48"MINI,VITON,R/C,1:30 & 9NPSC | 2.5 | 180 | 91695250 | 15.9 | 11.4 | 3.1 | 2 | 230 | XP2e-632522 | 93526942 | Y | R3
no cord ( or could use xp2 48FR 2spd, 2,5Hp) will have to move to R3 | n/a Use 2 or 3HP | 05825892-2360 | PUMP,56FR,XP2e,R3,5.0MBHP,230V,60HZ,2SPD,S/C,48"MINI,VITON,R/C,1:30 & 9NPSC | 2.5 | 180 | 91695250 | 15.9 | 11.4 | 3.1 | 2 | 230 | XP2e-632522 | 93526942 | Y | R3
no cord | 05334012-2040 | 05830001-2300 | PUMP,56FR,XP2e,R0,5.0MBHP,230V,60HZ,2SPD,S/C,36"4P,VITON | 3.0 | 190 | 91695310 | 18.3 | 12 | 4.0 | 2 | 230 | XP2e-633022 | 93526950 | Y | R0
no cord, motor has a capacitor instead of relay now | 05334012-2040 | 05830001-7300 | PUMP,56FR,XP2e,R0,5.0MBHP,230V,60HZ,2SPD,S/C,36"4P,VITON,AF RELAY MTR | 3.0 | 178.5 | 91695310 | 16.7 | 13.2 | 2.6 | 2 | 230 | XP2e-633022 | 93577375 | Y | R0
no cord | 05334012-2040 | 05830002-1340 | PUMP,56FR,XP2e,R0,5.0MBHP,230V,60HZ,2SPD,S/C,48"4P,SUNBELT | 3.0 | 176 | 91695310 | 17.5 | 12.0 | 4.4 | 2 | 230 | XP2e-633022 | 93496950 | Y | R0
no cord, speed inverted | 05334012-2040 | 05830002-2340 | PUMP,56FR,XP2e,R0,5.0MBHP,230V,60HZ,2SPD,S/C,48"4P,RW,SUNBELT | 3.0 | 190 | 91695310 | 18.3 | 12 | 4.0 | 2 | 230 | XP2e-633022 | 93526950 | Y | R0
no cord | 05334012-2040 | 05830003-2340 | PUMP,56FR,XP2e,R0,5.0MBHP,230V,60HZ,2SPD,S/C,48"HQMINI,VITON | 3.0 | 190 | 91695310 | 18.3 | 12 | 4.0 | 2 | 230 | XP2e-633022 | 93526950 | Y | R0
| 05334012-2040 | 05830703-2300 | PUMP,56FR,XP2e,R0,5.0MBHP,230V,60HZ,2SPD,S/C,VITON | 3.0 | 190 | 91695310 | 18.3 | 12 | 4.0 | 2 | 230 | XP2e-633022 | 93526950 | N | R0
| 05334012-2040 | 05834001-2040 | PUMP,56FR,XP2e,R0,5.0MBHP,230V,60HZ,2SPD,S/C | 3.0 | 190 | 91695310 | 18.3 | 12 | 4.0 | 2 | 230 | XP2e-633022 | 93526950 | N | R0
| 05334012-2040 | 05834001-2340 | PUMP,56FR,XP2e,R0,5.0MBHP,230V,60HZ,2SPD,S/C | 3.0 | 190 | 91695310 | 18.3 | 12 | 4.0 | 2 | 230 | XP2e-633022 | 93526950 | N | R0
no cord, motor has a capacitor instead of relay now | 05334012-2040 | 05834001-7040 | PUMP,56FR,XP2e,R0,5.0MBHP,230V,60HZ,2SPD,S/C,48"4P,AF RELAY MTR | 3.0 | 178.5 | 91695310 | 16.7 | 13.2 | 2.6 | 2 | 230 | XP2e-633022 | 93577375 | Y | R0
no cord | 05334012-2040 | 05834002-2300 | PUMP,56FR,XP2E,R0,5.0MBHP,230V,60HZ,2SPD,S/C,79"4P,9NPT,6NPSC | 3.0 | 190 | 91695310 | 18.3 | 12 | 4.0 | 2 | 230 | XP2e-633022 | 93526950 | Y | R0
no cord | 05334012-2040 | 05834002-2340 | PUMP,56FR,XP2e,R0,5.0MBHP,230V,60HZ,2SPD,S/C,79"4P,9NPT,6NPSC | 3.0 | 190 | 91695310 | 18.3 | 12 | 4.0 | 2 | 230 | XP2e-633022 | 93526950 | Y | R0
no cord, will have to move to R9 | 05334012-2040 | 05834003-2340 | PUMP,56FR,XP2e,R9,5.0MBHP,230V,60HZ,2SPD,S/C,48"4P,NPSC@1:30&9 | 3.0 | 190 | 91695310 | 18.3 | 12 | 4.0 | 2 | 230 | XP2e-633022 | 93526950 | Y | R9
no cord | 05334012-2040 | 05834004-1040 | PUMP,56FR,XP2e,R0,5.0MBHP,230V,60HZ,2SPD,S/C,48"4P,SUNBELT | 3.0 | 176 | 91695310 | 17.5 | 12.0 | 4.4 | 2 | 230 | XP2e-633022 | 93496950 | Y | R0
no cord | 05334012-2040 | 05834004-1340 | *OBS*PUMP,56FR,XP2e,R0,5.0MBHP,230V,60HZ,2SPD,S/C,48"4P,SUNBELT | 3.0 | 176 | 91695310 | 17.5 | 12.0 | 4.4 | 2 | 230 | XP2e-633022 | 93496950 | Y | R0
no cord, will have to move to R9 | 05334012-2040 | 05834005-2300 | PUMP,56FR,XP2e,R9,5.0MBHP,230V,60HZ,2SPD,S/C,79"4P,9NPSC,1:30NPT | 3.0 | 190 | 91695310 | 18.3 | 12 | 4.0 | 2 | 230 | XP2e-633022 | 93526950 | Y | R9
no cord, will have to move to R9 | 05334012-2040 | 05834005-2340 | PUMP,56FR,XP2e,R9,5.0MBHP,230V,60HZ,2SPD,S/C,79"4P,9NPSC,1:30NPT | 3.0 | 190 | 91695310 | 18.3 | 12 | 4.0 | 2 | 230 | XP2e-633022 | 93526950 | Y | R9
no cord, will have to move to R3 | 05334012-2040 | 05834006-2300 | PUMP,56FR,XP2e,R3,5.0MBHP,230V,60ZH,2SPD,S/C,79"4P,9NPSC,1:30NPT | 3.0 | 190 | 91695310 | 18.3 | 12 | 4.0 | 2 | 230 | XP2e-633022 | 93526950 | Y | R3
no cord, will have to move to R3 | 05334012-2040 | 05834006-2340 | PUMP,56FR,XP2e,R3,5.0MBHP,230V,60HZ,2SPD,S/C,79"4P,9NPSC,1:30NPT | 3.0 | 190 | 91695310 | 18.3 | 12 | 4.0 | 2 | 230 | XP2e-633022 | 93526950 | Y | R3
no cord | 05334012-2040 | 05834007-2340 | *OBS*PUMP,56FR,XP2e,R0,5.0MBHP,230V,60HZ,2SPD,S/C,48"4P | 3.0 | 190 | 91695310 | 18.3 | 12 | 4.0 | 2 | 230 | XP2e-633022 | 93526950 | Y | R0
| 05334012-2040 | 05834008-2340 | *OBS*PUMP,56FR,XP2E,R0,4.0MBHP,230V,60HZ,2SPD,S/C ,GRY WE,PHOENIX | 3.0 | 190 | 91695310 | 18.3 | 12 | 4.0 | 2 | 230 | XP2e-633022 | 93526950 | N | R0
| 05334012-2040 | 05834008-2361 | PUMP,56FR,XP2e,R0,4.0MBHP,230V,60HZ,2SPD,S/C,GRAY WE | 3.0 | 190 | 91695310 | 18.3 | 12 | 4.0 | 2 | 230 | XP2e-633022 | 93526950 | N | R0
no cord | 05334012-2040 | 05834008-7061 | PUMP,56FR,XP2e,R0,4.0MBHP,230V,60HZ,2SPD,S/C,GRAY WE,48"RED MINI,PHOENIX | 3.0 | 175 | 91695310 | 16.8 | 12.4 | 4.1 | 2 | 230 | XP2e-634022 | 93577350 | Y | R0
no cord | 05334012-2040 | 05834009-2340 | PUMP,56FR,XP2e,R0,5.0MBHP,230V,60HZ,2SPD,S/C,48"4P | 3.0 | 190 | 91695310 | 18.3 | 12 | 4.0 | 2 | 230 | XP2e-633022 | 93526950 | Y | R0
no cord | 05334012-2040 | 05834010-2340 | PUMP,56FR,XP2e,R0,5.0MBHP,230V,60HZ,2SPD,S/C,48"4P,VITON | 3.0 | 190 | 91695310 | 18.3 | 12 | 4.0 | 2 | 230 | XP2e-633022 | 93526950 | Y | R0
no cord | 05334012-2040 | 05834011-2040 | PUMP,56FR,XP2e,R0,4.0MBHP,230V,60HZ,2SPD,S/C,48"RED MINI | 3.0 | 190 | 91695310 | 18.3 | 12 | 4.0 | 2 | 230 | XP2e-633022 | 93526950 | Y | R0
no cord | 05334012-2040 | 05834011-2340 | PUMP,56FR,XP2e,R0,4.0MBHP,230V,60HZ,2SPD,S/C,48"RED MINI | 3.0 | 190 | 91695310 | 18.3 | 12 | 4.0 | 2 | 230 | XP2e-633022 | 93526950 | Y | R0
no cord | 05334012-2040 | 05834012-7340 | PUMP,56FR,XP2e,R0,5.0MBHP,230V,60HZ,2SPD,S/C,48'4P,SUNBELT | 3.0 | 175 | 91695310 | 16.8 | 12.4 | 4.1 | 2 | 230 | XP2e-634022 | 93577350 | Y | R0
no cord | 05334012-2040 | 05834013-7340 | PUMP,56FR,XP2e,R0,4.0MBHP,230V,60HZ,2SPD,S/C,79"MINI | 3.0 | 175 | 91695310 | 16.8 | 12.4 | 4.1 | 2 | 230 | XP2e-634022 | 93577350 | Y | R0
no cord, motor has a capacitor instead of relay now, will have to move to R3 | 05334012-2040 | 05834014-7340 | PUMP,56FR,XP2e,R3,5.0MBHP,230V,60HZ,2SPD,S/C,79"4P,9NPSC&1:30NPT,AF RELAY MTR | 3.0 | 178.5 | 91695310 | 16.7 | 13.2 | 2.6 | 2 | 230 | XP2e-634022 | 93577375 | Y | R3
no cord, motor has a capacitor instead of relay now | 05334012-2040 | 05834015-7340 | PUMP,56FR,XP2e,R0,5.0MBHP,230V,60HZ,S/C,79"4P,9NPT&6NPSC,AF RELAY MTR | 3.0 | 178.5 | 91695310 | 16.7 | 13.2 | 2.6 | 2 | 230 | XP2e-634022 | 93577375 | Y | R0
no cord, motor has a capacitor instead of relay now, will have to move to R9 | 05334012-2040 | 05834016-7340 | PUMP,56FR,XP2e,R9,5.0MBHP,230V,60HZ,2SPD,S/C,79"4P,9NPSC,1:30NPT,AF RELAY MTR | 3.0 | 178.5 | 91695310 | 16.7 | 13.2 | 2.6 | 2 | 230 | XP2e-634022 | 93577375 | Y | R9
no cord | 05334012-2040 | 05834017-7340 | PUMP,56FR,XP2e,R0,5.0MBHP,230V,60HZ,2SPD,S/C,48"4P | 3.0 | 175 | 91695310 | 16.8 | 12.4 | 4.1 | 2 | 230 | XP2e-634022 | 93577350 | Y | R0
no cord | 05334012-2040 | 05834018-7300 | PUMP,56FR,XP2e,R0,5.0MBHP,230V,60HZ,2SPD,S/C,120"4P,VITON | 3.0 | 175 | 91695310 | 16.8 | 12.4 | 4.1 | 2 | 230 | XP2e-634022 | 93577350 | Y | R0
no cord | 05334012-2040 | 05834019-7300 | PUMP,56FR,XP2e,R0,5.0MBHP,230V,60HZ,2SPD,S/C,79"4P,VITON | 3.0 | 175 | 91695310 | 16.8 | 12.4 | 4.1 | 2 | 230 | XP2e-634022 | 93577350 | Y | R0
no cord | 05334012-2040 | 05834020-2300 | PUMP,56FR,XP2e,R0,5.0MBHP,230V,60HZ,2SPD,S/C,60"4P,VITON | 3.0 | 190 | 91695310 | 18.3 | 12 | 4.0 | 2 | 230 | XP2e-633022 | 93526950 | Y | R0
no cord | 05334012-2040 | 05834020-5300 | PUMP,56FR,XP2e,R0,5.0MBHP,230V,60HZ,2SPD,S/C,60"4P,VITON | 3.0 | 130 | 91695310 | 24 | 12 | 3.9 | 2 | 230 | XP2e-633022 | 93517350 | Y | R0
no cord | 05334012-2040 | 05834021-2300 | PUMP,56FR,XP2E,R0,5.0MBHP,230V,60HZ,2SPD,S/C,79"MINI | 3.0 | 190 | 91695310 | 18.3 | 12 | 4.0 | 2 | 230 | XP2e-633022 | 93526950 | Y | R0
no cord | 05334012-2040 | 05834021-5300 | PUMP,56FR,XP2e,R0,5.0MBHP,230V,60HZ,2SPD,S/C,79"MINI | 3.0 | 130 | 91695310 | 24 | 12 | 3.9 | 2 | 230 | XP2e-633022 | 93517350 | Y | R0
no cord, motor has a capacitor instead of relay now | 05334012-2040 | 05834021-7300 | PUMP,56FR,XP2e,R0,5.0MBHP,230V,60HZ,2SPD,S/C,79"MINI,AF RELAY MTR | 3.0 | 178.5 | 91695310 | 16.7 | 13.2 | 2.6 | 2 | 230 | XP2e-633022 | 93577375 | Y | R0
no cord, will have to move to R3 | 05334012-2040 | 05834022-2340 | PUMP,56FR,XP2E,R3,5.0MBHP,230V,60HZ,2SPD,S/C,79"4P,9NPT,6NPSC | 3.0 | 190 | 91695310 | 18.3 | 12 | 4.0 | 2 | 230 | XP2e-633022 | 93526950 | Y | R3
no cord | 05334012-2040 | 05834023-2340 | PUMP,56FR,XP2E,R0,5.0MBHP,230V,60HZ,2SPD,S/C,120"4P,9NPT,6NPSC | 3.0 | 190 | 91695310 | 18.3 | 12 | 4.0 | 2 | 230 | XP2e-633022 | 93526950 | Y | R0
no cord, motor has a capacitor instead of relay now | 05334012-2040 | 05834024-7340 | PUMP,56FR,XP2e,R0,5.0MBHP,230V,60HZ,2SPD,S/C,48"4P,SUNBELT,AF RELAY MTR | 3.0 | 178.5 | 91695310 | 16.7 | 13.2 | 2.6 | 2 | 230 | XP2e-633022 | 93577375 | Y | R0
| 05334012-2040 | 05834025-5040 | PUMP,56FR,XP2e,R0,5.0MBHP,230V,60HZ,2SPD,S/C | 3.0 | 130 | 91695310 | 24 | 12 | 3.9 | 2 | 230 | XP2e-633022 | 93517350 | N | R0
| 05334012-2040 | 05834025-5340 | PUMP,56FR,XP2e,R0,5.0MBHP,230V,60HZ,2SPD,S/C | 3.0 | 130 | 91695310 | 24 | 12 | 3.9 | 2 | 230 | XP2e-633022 | 93517350 | N | R0
| 05340009-5040 | 05840000-2361 | PUMP,56FR,XP2e,R0,5.0MBHP,230V,60HZ,2SPD,S/C,GRY WE,PHOENIX | 4.0 | 192 | 91695400 | 17.1 | 14.8 | 4.8 | 2 | 230 | XP2e-634022 | 93526961 | N | R0
no cord | 05340009-5040 | 05840375-2040 | PUMP,56FR,XP2e,R0,5.0MBHP,230V,60HZ,2SPD,S/C,48"4P | 4.0 | 192 | 91695400 | 17.1 | 14.8 | 4.8 | 2 | 230 | XP2e-634022 | 93526960 | Y | R0
no cord | 05340009-5040 | 05840375-2340 | *ENG*PUMP,56RF,XP2e,R0,5.0MBHP,230V,60HZ,2SPD,S/C,48"4P | 4.0 | 192 | 91695400 | 17.1 | 14.8 | 4.8 | 2 | 230 | XP2e-634022 | 93526960 | Y | R0

## XP2
COMMENTS | REPLACEMENT | PART NBR TO REPLACE | DESCRIPTION | PUMP HP | HI FLOW | PUMP IMPELLER | HI PRES | HI AMP | LO AMP | PUMP SPD | PUMP VOLT | MODEL NBR | PUMP MOTOR | CORD Y or N | VOLUTE ROTATION
1HP n/a use 1,5HP | 06115000-1040 | 06010139-1340 | PUMP,XP2,R0,1.0HP CONT.,115V,60HZ,1SPD,D/C,3.62DIAIMP | 1.0 | 95 | 91694105 | 12 | 12.0 | n/a | 1 | 115 | XP2-551011 | 93493001 | N | R0
Watkins/Caldera | n/a contact spa manufactuer | 06010182-1340 | PUMP,XP2,R0,1.0HP CONT.,230V,60HZ,1SPD,D/C,60"4P,MNFLD,CALDERA#009089 | 1.0 | 97 | 91694110 | 12 | 6.0 | n/a | 1 | 230 | XP2-551012 | 93493051 | Y | R0
Watkins/Caldera | n/a contact spa manufactuer | 06010182-2340 | *OBS*PUMP,XP2,R0,1.0HP CONT.,230V,60HZ,1SPD,D/C,60"4P,MNFLD,CALDERA#009089 | 1.0 | 96 | 91694110 | 11.6 | 5.8 | n/a | 1 | 230 | XP2-551012 | 93523050 | Y | R0
no cord, 2 speed, 1HP n/a use 1,5HP | 06115517-2040 | 06010290-2340 | PUMP,XP2,R0,1.0HP CONT.,230V,60HZ,1SPD,D/C,79"4P,COLEMAN | 1.0 | 96 | 91694110 | 11.6 | 5.8 | n/a | 1 | 230 | XP2-551012 | 93523050 | Y | R0
no cord, 2 speed, 1HP n/a use 1,5HP | 06115517-2040 | 06010558-1040 | PUMP,XP2,R0,1.0HP CONT.,230V,60HZ,1SPD,D/C,60"4P | 1.0 | 97 | 91694110 | 12 | 6.0 | n/a | 1 | 230 | XP2-551012 | 93493051 | Y | R0
Watkins/Caldera | n/a contact spa manufactuer | 06010732-1300 | PUMP,XP2,R0,1.0HP CONT.,230V,60HZ,1SPD,D/C,60",MNFLD,WATKINS#39575 | 1.0 | 97 | 91694110 | 12 | 6.0 | n/a | 1 | 230 | XP2-551012 | 93493051 | Y | R0
Watkins/Caldera | n/a contact spa manufactuer | 06010732-1340 | PUMP,XP2,R0,1.0HP CONT.,230V,60HZ,1SPD,D/C,60",MNFLD,WATKINS#39575 | 1.0 | 97 | 91694110 | 12 | 6.0 | n/a | 1 | 230 | XP2-551012 | 93493051 | Y | R0
2speed motor | 06115517-2040 | 06015001-2040 | PUMP,XP2,R0,1.5HP CONT.,D/V,230V,60HZ,1SPD,D/C | 1.5 | 115 | 91694150 | 15 | 7.5 | n/a | 1 | 230 | XP2-551512 | 93525015 | N | R0
no cord, 2speed | 06115000-1040 | 06015002-2040 | PUMP,XP2,R0,1.5HP CONT.,D/V,115V,60HZ,1SPD,D/C,36"NEMA | 1.5 | 112 | 91694150 | 15.6 | 15.0 | n/a | 1 | 115 | XP2-551511 | 93525015 | Y | R0
no cord, 2speed | 06115000-1040 | 06015002-2340 | PUMP,XP2,R0,1.5HP CONT.,D/V,115V,60HZ,1SPD,D/C,36"NEMA | 1.5 | 112 | 91694150 | 15.6 | 15.0 | n/a | 1 | 115 | XP2-551511 | 93525015 | Y | R0
2speed | 06115000-1040 | 06015026-1040 | PUMP,XP2,R0,1.5HP CONT.,D/V,115V,60HZ,1SPD,D/C | 1.5 | 110 | 91694150 | 15.5 | 16.0 | n/a | 1 | 115 | XP2-551511 | 93495001 | N | R0
2speed | 06115000-1040 | 06015119-1040 | PUMP,XP2,R0,1.5HP CONT.,D/V,115V,60HZ,1SPD,D/C | 1.5 | 85 | 91694150 | 18 | 15.6 | n/a | 1 | 115 | XP2-551611 | 93493015 | N | R0
Watkins/Caldera | n/a contact spa manufactuer | 06015154-2300 | *OBS*PUMP,FMXP,R0,1.5HP CONT.,D/V,115V,60HZ,1SPD,D/C,40",MNFLD,WATKINS | 1.5 |  | 91694150 |  |  | n/a | 1 | 115 | FMXP-551511 | 93525015 | Y | R0
Watkins/Caldera | n/a contact spa manufactuer | 06015159-1300 | PUMP,XP2,R0,1.5HP CONT.,D/V,115V,60HZ,1SPD,D/C,40",MNFLD,WATKINS | 1.5 | 110 | 91694150 | 15.5 | 16.0 | n/a | 1 | 115 | XP2-551511 | 93495001 | Y | R0
Watkins/Caldera | n/a contact spa manufactuer | 06015159-2300 | PUMP,XP2,R0,1.5HP CONT.,D/V,115V,60HZ,1SPD,D/C,40",MNFLD,WATKINS | 1.5 | 112 | 91694150 | 15.6 | 15.0 | n/a | 1 | 115 | XP2-551511 | 93525015 | Y | R0
Watkins/Caldera | n/a contact spa manufactuer | 06015182-1340 | PUMP,XP2,R0,1.5HP CONT.,230V,60HZ,1SPD,D/C,60"4P,MNFLD,CALDERA#009009 | 1.5 | 115 | 91694150 | 15.5 | 8.0 | n/a | 1 | 230 | XP2-551512 | 93495001 | Y | R0
2speed motor | 06115517-2040 | 06015192-2300 | PUMP,XP2,R0,1.5MBHP,230V,60HZ,1SPD,D/C,SUNDANCE | 1.5 | 115 | 91694150 | 15 | 7.5 | n/a | 1 | 230 | XP2-551512 | 93525015 | N | R0
no cord, 2speed, will have to move to R9 | 06115000-1040 | 06015236-1040 | PUMP,XP2,R9,1.5HP CONT.,D/V,115V,60HZ,1SPD,D/C,9NPSC | 1.5 | 110 | 91694150 | 15.5 | 16.0 | n/a | 1 | 115 | XP2-551511 | 93495001 | N | R9
no cord, 2speed, will have to move to R9 | 06115517-2040 | 06015272-2040 | PUMP,XP2,R9,1.5HP CONT.,D/V,230V,60HZ,1SPD,D/C,36"4P,9NPSC | 1.5 | 115 | 91694150 | 15 | 7.5 | n/a | 1 | 230 | XP2-551512 | 93525015 | Y | R9
2speed motor | 06115517-2040 | 06015299-2040 | PUMP,XP2,R0,1.5HP CONT.,D/V,230V,60HZ,1SPD,D/C,PINNACLE | 1.5 | 115 | 91694150 | 15 | 7.5 | n/a | 1 | 230 | XP2-551512 | 93525015 | N | R0
no cord, 2speed | 06115517-2040 | 06015422-2310 | PUMP,XP2,R0,1.5HP CONT.,D/V,230V,60HZ,1SPD,S/C,79"4P | 1.5 |  |  |  |  | n/a | 1 | 230 | XP2-551512 |  | Y | R0
no cord, 2speed | 06115517-2040 | 06015423-2040 | PUMP,XP2,R0,1.5HP CONT.,D/V,230V,60HZ,1SPD,S/C, 79"4P,COLEMAN | 1.5 | 116 | 91694150 | 15.4 | 8.0 | n/a | 1 | 230 | XP2-551512 | 93525003 | Y | R0
no cord, 2speed | 06115517-2040 | 06015423-2310 | PUMP,XP2,R0,1.5HP CONT.,D/V,230V,60HZ,1SPD,S/C,79"4P,COLEMAN | 1.5 |  |  |  |  | n/a | 1 | 230 | XP2-551512 |  | Y | R0
no cord, 2speed | 06115517-2040 | 06015423-2340 | PUMP,XP2,R0,1.5HP CONT.,D/V,230V,60HZ,1SPD,S/C,79"4P,COLEMAN | 1.5 | 116 | 91694150 | 15.4 | 8.0 | n/a | 1 | 230 | XP2-551512 | 93525003 | Y | R0
no cord, 2speed | 06115517-2040 | 06015558-1040 | PUMP,XP2,R0,1.5HP CONT.,230V,60HZ,1SPD,D/C,60"4P | 1.5 | 115 | 91694150 | 15.5 | 8.0 | n/a | 1 | 230 | XP2-551512 | 93495001 | Y | R0
no cord, 2speed | 06115517-2040 | 06015558-2040 | PUMP,XP2,R0,1.5HP CONT.,D/V,230V,60HZ,1SPD,D/C,60"4P | 1.5 | 115 | 91694150 | 15 | 7.5 | n/a | 1 | 230 | XP2-551512 | 93525015 | Y | R0
no cord, 2speed, will have to move to R9 | 06115517-2040 | 06015680-2340 | PUMP,XP2,R9,1.5HP CONT.,D/V,230V,60HZ,1SPD,S/C,60"4P,1:30NPT,9NPSC | 1.5 | 116 | 91694150 | 15.4 | 8.0 | n/a | 1 | 230 | XP2-551512 | 93525003 | Y | R9
no cord, 2speed | 06115517-2040 | 06015683-2040 | PUMP,XP2,R0,1.5HP CONT.,D/V,230V,60HZ,1SPD,S/C,60"4P | 1.5 | 116 | 91694150 | 15.4 | 8.0 | n/a | 1 | 230 | XP2-551512 | 93525003 | Y | R0
Watkins/Caldera | n/a contact spa manufactuer | 06015732-1300 | *OBS*PUMP,XP2,R0,1.5HP CONT.,230V,60HZ,1SPD,D/C,60"FLAGS,MNFLD,WATKINS#39576 | 1.5 | 115 | 91694150 | 15.5 | 8.0 | n/a | 1 | 230 | XP2-551512 | 93495001 | Y | R0
Watkins/Caldera | n/a contact spa manufactuer | 06015732-1340 | *OBS*PUMP,XP2,R0,1.5HP CONT.,230V,60HZ,1SPD,D/C,60",MNFLD,WATKINS#39576 | 1.5 | 115 | 91694150 | 15.5 | 8.0 | n/a | 1 | 230 | XP2-551512 | 93495001 | Y | R0
Watkins/Caldera | n/a contact spa manufactuer | 06015738-1300 | PUMP,XP2,R0,1.5HP CONT.,230V,60HZ,1SPD,D/C,60" ,MNFLD,WATKINS#0974101 | 1.5 | 115 | 91694150 | 15.5 | 8.0 | n/a | 1 | 230 | XP2-551512 | 93495001 | Y | R0
Watkins/Caldera | n/a contact spa manufactuer | 06016151-1300 | *OBS*PUMP,FMXP,R0,1.65HP CONT.,D/V,115V.60HZ,1SPD,D/C,40",WATKINS | 1.65 |  | 91694165 |  |  | n/a | 1 | 115 | FMXP-551611 | 93493015 | Y | R0
Watkins/Caldera | n/a contact spa manufactuer | 06016158-1300 | PUMP,XP2,R0,1.65HP CONT.,D/V,115V,60HZ,1SPD,D/C,60",MNFLD,WATKINS #36675 | 1.65 | 125 | 91694165 | 18 | 15.6 | n/a | 1 | 115 | XP2-551611 | 93493015 | Y | R0
Watkins/Caldera | n/a contact spa manufactuer | 06016158-2000 | *OBS*PUMP,XP2,R0,1.65HP CONT.,D/V,115V,60HZ,1SPD,D/C,40"MNFLD,WATKINS | 1.65 |  | 91694165 |  |  | n/a | 1 | 115 | XP2-551611 | 93523015 | Y | R0
Watkins/Caldera | n/a contact spa manufactuer | 06016158-2300 | *OBS*PUMP,XP2,R0,1.65HP CONT.,D/V,115V,60HZ,1SPD,D/C,40",MNFLD,WATKINS | 1.65 |  | 91694165 |  |  | n/a | 1 | 115 | XP2-551611 | 93523015 | Y | R0
no cord, 2speed | 06115000-1040 | 06018683-2000 | PUMP,XP2,R0,1.5HP CONT.,115V,60HZ,D/V,1SPD,S/C,60"4P,VITON,NO HP LABEL | 1.5 | 117 | 91694152 | 16 | 16.6 | n/a | 1 | 115 | XP2-551511 | 93525003 | Y | R0
no cord, 2speed | 06115000-1040 | 06018683-2300 | PUMP,XP2,R0,1.5HP CONT.,115V,60HZ,D/V,1SPD,S/C,60"4P,VITON,NO HP LABEL | 1.5 | 117 | 91694152 | 16 | 16.6 | n/a | 1 | 115 | XP2-551511 | 93525003 | Y | R0
2 speed motor | 06120500-2040 | 06020000-1040 | PUMP,XP2,R0,2.0HP CONT.,230V,60HZ,1SPD,D/C | 2.0 | 123 | 91694200 | 18.7 | 10.0 | n/a | 1 | 230 | XP2-552012 | 93496000 | N | R0
2 speed motor, Air swirtch n/a anymore | 06120500-2040 | 06020010-1040 | PUMP,XP2,R0,2.0HP CONT.,230V,60HZ,1SPD,D/C,A/S | 2.0 | 123 | 91694200 | 18.7 | 10.0 | n/a | 1 | 230 | XP2-552012 | 93496000 | N | R0
Watkins/Caldera | n/a contact spa manufactuer | 06020048-2300 | *OBS*PUMP,FMXP,R0,2.0HP CONT.,230V,60HZ,1SPD,D/C,40",MNFLD,WATKINS | 2.0 |  | 91694200 |  |  | n/a | 1 | 230 | FMXP-552012 | 93526000 | Y | R0
no cord, 2speed | 06120500-2040 | 06020142-1040 | PUMP,XP2,R0,2.0HP CONT.,230V,60HZ,1SPD,D/C,VITON | 2.0 | 123 | 91694200 | 18.7 | 10.0 | n/a | 1 | 230 | XP2-552012 | 93496000 | N | R0
Watkins/Caldera | n/a contact spa manufactuer | 06020157-1000 | PUMP,XP2,R0,2.0HP CONT.,230V,60HZ,1SPD,D/C,40",MNFLD,WATKINS#36746 | 2.0 | 123 | 91694200 | 18.7 | 10.0 | n/a | 1 | 230 | XP2-552012 | 93496000 | Y | R0
Watkins/Caldera | n/a contact spa manufactuer | 06020157-1300 | PUMP,XP2,R0,2.0HP CONT.,230V,60HZ,1SPD,D/C,40",MNFLD,WATKINS#36746 | 2.0 | 123 | 91694200 | 18.7 | 10.0 | n/a | 1 | 230 | XP2-552012 | 93496000 | Y | R0
Watkins/Caldera | n/a contact spa manufactuer | 06020157-2300 | *OBS*PUMP,XP2,R0,2.0HP CONT.,230V,60HZ,1SPD,D/C,40",MNFLD,WATKINS | 2.0 | 133 | 91694200 | 18.5 | 8.2 | n/a | 1 | 230 | XP2-552012 | 93526000 | Y | R0
no cord, 2speed | 06120500-2040 | 06020176-2040 | PUMP,XP2,R0,2.0HP CONT.,230V,60HZ,1SPD,S/C,48"MINI,TUV | 2.0 | 123 | 91694200 | 18.9 | 8.7 | n/a | 1 | 230 | XP2-552012 | 93526003 | Y | R0
Watkins/Caldera | n/a contact spa manufactuer | 06020182-1040 | PUMP,XP2,R0,2.0HP CONT.,230V,60HZ,1SPD,D/C,60"4P,MNFLD,CALDERA#009010 | 2.0 | 123 | 91694200 | 18.7 | 10.0 | n/a | 1 | 230 | XP2-552012 | 93496000 | Y | R0
Watkins/Caldera | n/a contact spa manufactuer | 06020182-1340 | PUMP,XP2,R0,2.0HP CONT.,230V,60HZ,1SPD,D/C,60"4P,MNFLD,CALDERA#009010 | 2.0 | 123 | 91694200 | 18.7 | 10.0 | n/a | 1 | 230 | XP2-552012 | 93496000 | Y | R0
2 speed motor, will have to move to R9 | 06120500-2040 | 06020191-1300 | PUMP,XP2,R9,2.0HP CONT.,230V,60HZ,1SPD,D/C,,1:30&9NPSC,SUNDANCE | 2.0 | 123 | 91694200 | 18.7 | 10.0 | n/a | 1 | 230 | XP2-552012 | 93496000 | N | R9
2 speed motor | 06120500-2040 | 06020192-1300 | PUMP,XP2,R0,2.0HP CONT.,230V,60HZ,1SPD,D/C,SUNDANCE | 2.0 | 123 | 91694200 | 18.7 | 10.0 | n/a | 1 | 230 | XP2-552012 | 93496000 | N | R0
2 speed motor, will have to move to R9 | 06125000-1040 | 06020194-2300 | PUMP,XP2,R9,2.5HP CONT.,230V,60HZ,1SPD,D/C,T/B,9&1:30NPSC,SUNDANCE | 2.5 |  | 91694252 |  |  | n/a | 1 | 230 | XP2-632512 | 93526650 | N | R9
2 speed motor, will have to move to R9 | 06120500-2040 | 06020294-1340 | PUMP,XP2,R9,2.0HP CONT.,230V,60HZ,1SPD,D/C,48"MINI,9&1:30 NPSC | 2.0 | 123 | 91694200 | 18.7 | 10.0 | n/a | 1 | 230 | XP2-552012 | 93496000 | Y | R9
2 speed motor | 06120500-2040 | 06020300-2040 | PUMP,XP2,R0,2.0HP CONT.,230V,60HZ,1SPD,S/C,PINNACLE | 2.0 | 123 | 91694200 | 18.9 | 8.7 | n/a | 1 | 230 | XP2-552012 | 93526003 | N | R0
2 speed motor | 06120500-2040 | 06020355-2000 | PUMP,XP2,R0,2.0HP CONT.,230V,60HZ,1SPD,S/C,PDC | 2.0 | 123 | 91694200 | 18.9 | 8.7 | n/a | 1 | 230 | XP2-552012 | 93526003 | N | R0
2 speed motor | 06120500-2040 | 06020355-2300 | PUMP,XP2,R0,2.0HP CONT.,230V,60HZ,1SPD,S/C,PDC | 2.0 | 123 | 91694200 | 18.9 | 8.7 | n/a | 1 | 230 | XP2-552012 | 93526003 | N | R0
no cord, 2speed | 06120500-2040 | 06020366-2340 | PUMP,XP2,R0,2.0HP CONT.,230V,60HZ,1SPD,S/C,48"MINI | 2.0 | 123 | 91694200 | 18.9 | 8.7 | n/a | 1 | 230 | XP2-552012 | 93526003 | Y | R0
no cord, 2speed, will have to move to R9 | 06120500-2040 | 06020367-2340 | PUMP,XP2,R9,2.0HP CONT.,230V,60HZ,1SPD,S/C,48"MINI,9&1:30 NPSC | 2.0 | 123 | 91694200 | 18.9 | 8.7 | n/a | 1 | 230 | XP2-552012 | 93526003 | Y | R9
no cord, 2speed | 06120500-2040 | 06020391-2340 | PUMP,XP2,R0,2.0HP CONT.,230V,60HZ,1SPD,S/C,96"MINI,9&1:30 NPSC | 2.0 | 123 | 91694200 | 18.9 | 8.7 | n/a | 1 | 230 | XP2-552012 | 93526003 | Y | R0
no cord, 2speed | 06120500-2040 | 06020400-2040 | PUMP,XP2,R0,2.0HP CONT.,230V,60HZ,1SPD,S/C,60"3P | 2.0 | 123 | 91694200 | 18.9 | 8.7 | n/a | 1 | 230 | XP2-552012 | 93526003 | Y | R0
no cord, 2speed | 06120500-2040 | 06020400-2340 | PUMP,XP2,R0,2.0HP CONT.,230V,60HZ,1SPD,S/C,60"3P | 2.0 | 123 | 91694200 | 18.9 | 8.7 | n/a | 1 | 230 | XP2-552012 | 93526003 | Y | R0
2speed, will have to move to R9 | 06120500-2040 | 06020427-2000 | PUMP,XP2,R9,2.0HP CONT.,230V,60HZ,1SPD,S/C,9&1:30NPSC,SUNDANCE | 2.0 | 123 | 91694200 | 18.9 | 8.7 | n/a | 1 | 230 | XP2-552012 | 93526003 | N | R9
2speed, will have to move to R9 | 06120500-2040 | 06020427-2300 | PUMP,XP2,R9,2.0HP CONT.,230V,60HZ,1SPD,S/C,9&1:30NPSC,SUNDANCE | 2.0 | 123 | 91694200 | 18.9 | 8.7 | n/a | 1 | 230 | XP2-552012 | 93526003 | N | R9
2 speed motor | 06120500-2040 | 06020428-2000 | PUMP,XP2,R0,2.0HP CONT.,230V,60HZ,1SPD,S/C,SUNDANCE | 2.0 | 123 | 91694200 | 18.9 | 8.7 | n/a | 1 | 230 | XP2-552012 | 93526003 | N | R0
2 speed motor | 06120500-2040 | 06020428-2300 | PUMP,XP2,R0,2.0HP CONT.,230V,60HZ,1SPD,S/C,SUNDANCE | 2.0 | 123 | 91694200 | 18.9 | 8.7 | n/a | 1 | 230 | XP2-552012 | 93526003 | N | R0
no cord, 2speed | 06120500-2040 | 06020462-2040 | PUMP,XP2,R0,2.0HP CONT.,230V,60HZ,1SPD,S/C,60"4P | 2.0 | 123 | 91694200 | 18.9 | 8.7 | n/a | 1 | 230 | XP2-552012 | 93526003 | Y | R0
no cord, 2speed | 06120500-2040 | 06020489-2040 | *OBS*PUMP,XP2,R0,2.0HP CONT.,230V,60HZ,1SPD,S/C,48"MINI*WRONG CORD* | 2.0 | 123 | 91694200 | 18.9 | 8.7 | n/a | 1 | 230 | XP2-552012 | 93526003 | Y | R0
no cord, 2speed | 06120500-2040 | 06020492-2040 | PUMP,XP2,R0,2.0HP CONT.,230V,60HZ,1SPD,S/C,36"4P | 2.0 | 123 | 91694200 | 18.9 | 8.7 | n/a | 1 | 230 | XP2-552012 | 93526003 | Y | R0
2 speed motor | 06120500-2040 | 06020500-2040 | PUMP,XP2,R0,2.0HP CONT.,230V,60HZ,1SPD,S/C | 2.0 | 123 | 91694200 | 18.9 | 8.7 | n/a | 1 | 230 | XP2-552012 | 93526003 | N | R0
2 speed motor, Air swirtch n/a anymore | 06120500-2040 | 06020503-2040 | PUMP,XP2,R0,2.0HP CONT.,230V,60HZ,1SPD,S/C,A/S | 2.0 | 123 | 91694200 | 18.9 | 8.7 | n/a | 1 | 230 | XP2-552012 | 93526003 | N | R0
2speed, will have to move to R9 | 06120500-2040 | 06020514-2040 | PUMP,XP2,R9,2.0HP CONT.,230V,60HZ,1SPD,S/C,9NPSC | 2.0 | 123 | 91694200 | 18.9 | 8.7 | n/a | 1 | 230 | XP2-552012 | 93526003 | N | R9
no cord, 2speed | 06120500-2040 | 06020558-1040 | PUMP,XP2,R0,2.0HP CONT.,230V,60HZ,1SPD,D/C,60"4P | 2.0 | 123 | 91694200 | 18.7 | 10.0 | n/a | 1 | 230 | XP2-552012 | 93496000 | Y | R0
Watkins/Caldera | n/a contact spa manufactuer | 06020732-1300 | PUMP,XP2,R0,2.0HP CONT.,230V,60HZ,1SPD,D/C,60",MNFLD,WATKINS#39577 | 2.0 | 123 | 91694200 | 18.7 | 10.0 | n/a | 1 | 230 | XP2-552012 | 93496000 | Y | R0
Watkins/Caldera | n/a contact spa manufactuer | 06020732-1340 | PUMP,XP2,R0,2.0HP CONT.,230V,60HZ,1SPD,D/C,60",MNFLD,WATKINS#39577 | 2.0 | 123 | 91694200 | 18.7 | 10.0 | n/a | 1 | 230 | XP2-552012 | 93496000 | Y | R0
Watkins/Caldera | n/a contact spa manufactuer | 06020733-1300 | *OBS*PUMP,XP2,R0,2.0HP CONT.,230V,60HZ,1SPD,D/C,60"CRD,MNFLD,WATKINS # 39577-01 | 2.0 | 123 | 91694200 | 18.7 | 10.0 | n/a | 1 | 230 | XP2-552012 | 93496000 | Y | R0
no cord, 2speed, will have to move to R9 | 06120500-2040 | 06020838-1340 | PUMP,XP2,R9,2.0HP CONT.,230V,60HZ,1SPD,D/C,96"MINI,9&1:30 NPSC | 2.0 | 123 | 91694200 | 18.7 | 10.0 | n/a | 1 | 230 | XP2-552012 | 93496000 | Y | R9
Watkins/Caldera | n/a contact spa manufactuer | 06024732-1300 | *OBS*PUMP,XP2,R0,2.0HP CONT.,230V,60HZ,1SPD,D/C,60",MNFLD,HSD,WATKINS#39577 | 2.0 | 150 | 91694204 | 13.1 | 9.2 | n/a | 1 | 230 | XP2-552012 | 93496000 | Y | R0
2 speed motor | 06125000-1040 | 06025000-1040 | PUMP,XP2,R0,2.5HP CONT.,230V,60HZ,1SPD,D/C | 2.5 | 140 | 91694251 | 21.4 | 10.0 | n/a | 1 | 230 | XP2-552512 | 93496050 | N | R0
2 speed motor | 06125000-1040 | 06025032-1300 | PUMP,XP2,R0,2.5HP CONT.,230V,60HZ,1SPD,D/C,SUNDANCE | 2.5 | 140 | 91694251 | 21.4 | 10.0 | n/a | 1 | 230 | XP2-552512 | 93496050 | N | R0
no cord, 2 speed | 06125000-1040 | 06025096-1340 | PUMP,XP2,R0,2.5HP CONT.,230V,60HZ,1SPD,D/C,60"3P | 2.5 | 140 | 91694251 | 21.4 | 10.0 | n/a | 1 | 230 | XP2-552512 | 93496050 | Y | R0
Watkins/Caldera | n/a contact spa manufactuer | 06025150-1300 | *OBS*PUMP,FMXP,R0,2.5HP CONT.,230V,60HZ,1SPD,D/C,40",MNFLD,WATKINS | 2.5 |  | 91694251 |  |  | n/a | 1 | 230 | FMXP-552512 | 93496050 | Y | R0
Watkins/Caldera | n/a contact spa manufactuer | 06025156-1000 | *OBS*PUMP,XP2,R0,2.5HP CONT.,230V,60HZ,1SPD,D/C,40",MNFLD,WATKINS | 2.5 | 140 | 91694251 | 21.4 | 10.0 | n/a | 1 | 230 | XP2-552512 | 93496050 | Y | R0
Watkins/Caldera | n/a contact spa manufactuer | 06025156-1300 | *OBS*PUMP,XP2,R0,2.5HP CONT.,230V,60HZ,1SPD,D/C,40",MNFLD,WATKINS | 2.5 | 140 | 91694251 | 21.4 | 10.0 | n/a | 1 | 230 | XP2-552512 | 93496051 | Y | R0
Watkins/Caldera | n/a contact spa manufactuer | 06025182-1040 | PUMP,XP2,R0,2.5HP CONT.,230V,60HZ,1SPD,D/C,60"4P,MNFLD,CALDERA#009013 | 2.5 | 140 | 91694251 | 21.4 | 10.0 | n/a | 1 | 230 | XP2-552512 | 93496051 | Y | R0
Watkins/Caldera | n/a contact spa manufactuer | 06025182-1340 | PUMP,XP2,R0,2.5HP CONT.,230V,60HZ,1SPD,D/C,60"4P,MNFLD,CALDERA#009013 | 2.5 | 140 | 91694251 | 21.4 | 10.0 | n/a | 1 | 230 | XP2-552512 | 93496051 | Y | R0
2 speed motor | 06125000-1040 | 06025298-1040 | PUMP,XP2,R0,2.5HP CONT.,230V,60HZ,1SPD,D/C,PINNACLE | 2.5 | 140 | 91694251 | 21.4 | 10.0 | n/a | 1 | 230 | XP2-552512 | 93496050 | N | R0
2 speed motor | 06125000-1040 | 06025300-2040 | PUMP,XP2,R0,2.5HP CONT.,230V,60HZ,1SPD,S/C,PINNACLE | 2.5 | 160 | 91694251 | 18 | 10.0 | n/a | 1 | 230 | XP2-552512 | 93526050 | N | R0
no cord, 2 speed | 06125000-1040 | 06025344-2340 | PUMP,XP2,R0,2.5HP CONT.,230V,60HZ,1SPD,S/C,60"4P | 2.5 | 160 | 91694251 | 18 | 10.0 | n/a | 1 | 230 | XP2-552512 | 93526050 | Y | R0
2 speed motor | 06125000-1040 | 06025355-2000 | PUMP,XP2,R0,2.5HP CONT.,230V,60HZ,1SPD,S/C,PDC | 2.5 | 160 | 91694251 | 18 | 10.0 | n/a | 1 | 230 | XP2-552512 | 93526050 | N | R0
2 speed motor | 06125000-1040 | 06025355-2300 | PUMP,XP2,R0,2.5HP CONT.,230V,60HZ,1SPD,S/C,PDC | 2.5 | 160 | 91694251 | 18 | 10.0 | n/a | 1 | 230 | XP2-552512 | 93526050 | N | R0
no cord, 2 speed | 06125000-1040 | 06025474-2340 | PUMP,XP2,R0,2.5HP CONT.,230V,60HZ,1SPD,S/C,79"4P,COLEMAN | 2.5 | 160 | 91694251 | 18 | 10.0 | n/a | 1 | 230 | XP2-552512 | 93526050 | Y | R0
2 speed motor | 06125000-1040 | 06025500-2040 | PUMP,XP2,R0,2.5HP CONT.,230V,60HZ,1SPD,S/C | 2.5 | 160 | 91694251 | 18 | 10.0 | n/a | 1 | 230 | XP2-552512 | 93526050 | N | R0
2 speed motor, will have to move to R9 | 06125000-1040 | 06025514-2040 | PUMP,XP2,R9,2.5HP CONT.,230V, 60HZ,1SPD,S/C,9NPSC | 2.5 | 160 | 91694251 | 18 | 10.0 | n/a | 1 | 230 | XP2-552512 | 93526050 | N | R9
2 speed motor, will have to move to R9 | 06125000-1040 | 06025514-2340 | PUMP,XP2,R9,2.5HP CONT.,230V,60HZ,1SPD,S/C,NPSC@9 | 2.5 | 160 | 91694251 | 18 | 10.0 | n/a | 1 | 230 | XP2-552512 | 93526050 | N | R9
no cord, 2 speed motor | 06125000-1040 | 06025558-1040 | PUMP,XP2,R0,2.5HP CONT.,230V,60HZ,1SPD,D/C,60"4P | 2.5 | 140 | 91694251 | 21.4 | 10.0 | n/a | 1 | 230 | XP2-552512 | 93496050 | Y | R0
no cord, 2 speed | 06125000-1040 | 06025660-2340 | PUMP,XP2,R0,2.5HP CONT.,230V,60HZ,1SPD,S/C,120"4P,COLEMAN | 2.5 | 160 | 91694251 | 18 | 10.0 | n/a | 1 | 230 | XP2-552512 | 93526050 | Y | R0
Watkins/Caldera | n/a contact spa manufactuer | 06025732-1300 | PUMP,XP2,R0,2.5HP CONT.,230V,60HZ,1SPD,D/C,60",MNFLD,WATKINS#39578 | 2.5 | 140 | 91694251 | 21.4 | 10.0 | n/a | 1 | 230 | XP2-552512 | 93496051 | Y | R0
Watkins/Caldera | n/a contact spa manufactuer | 06025732-1340 | PUMP,XP2,R0,2.5HP CONT.,230V,60HZ,1SPD,D/C,60",MNFLD,WATKINS#39578 | 2.5 | 140 | 91694251 | 21.4 | 10.0 | n/a | 1 | 230 | XP2-552512 | 93496051 | Y | R0
no cord, 2 speed | 06125000-1040 | 06025744-2340 | PUMP,XP2,R0,2.5HP CONT.,230V,60HZ,1SPD,S/C,79"MINI,COLEMAN | 2.5 | 160 | 91694251 | 18 | 10.0 | n/a | 1 | 230 | XP2-552512 | 93526050 | Y | R0
no cord, 2 speed | 06125000-1040 | 06026000-2040 | PUMP,XP2,R0,2.5HP CONT.,230V,60HZ,1SPD,S/C,48"MINI | 2.5 | 160 | 91694251 | 18 | 10.0 | n/a | 1 | 230 | XP2-552512 | 93526050 | Y | R0
2 speed | 06130395-2040 | 06030000-1040 | *OBS*PUMP,XP2,R0,3.0HP CONT.,230V,60HZ,1SPD,D/C | 3.0 | 155 | 91694300 | 24 | 12.0 | n/a | 1 | 230 | XP2-553012 | 93497100 | N | R0
no cord, 2 speed | 06130395-2040 | 06030028-1040 | *OBS*PUMP,XP2,R0,3.0HP CONT.,230V,60HZ,1SPD,D/C,60"4P | 3.0 | 155 | 91694300 | 24 | 12.0 | n/a | 1 | 230 | XP2-553012 | 93497100 | Y | R0
2 speed | 06130395-2040 | 06030146-1340 | *OBS*PUMP,XP2,R0,3.0HP CONT.,230V,60HZ,1SPD,D/C,4.31"DIA.IMP | 3.0 | 155 | 91694301 | 24 | 12.0 | n/a | 1 | 230 | XP2-553012 | 93497100 | N | R0
2 speed | 06130395-2040 | 06030300-2040 | PUMP,XP2,R0,3.0HP CONT.,230V,60HZ,1SPD,S/C,PINNACLE | 3.0 | 147 | 91694300 | 24.7 | 11.8 | n/a | 1 | 230 | XP2-553012 | 93527102 | N | R0
2 speed | 06130395-2040 | 06030450-2040 | PUMP,XP2,R0,3.0HP CONT.,230V,60HZ,1SPD,S/C,VITON | 3.0 | 147 | 91694300 | 24.7 | 11.8 | n/a | 1 | 230 | XP2-553012 | 93527102 | N | R0
2 speed | 06130395-2040 | 06030458-2040 | PUMP,XP2,R0,3.0HP CONT.,230V,60HZ,1SPD,S/C,4.310"DIA.IMP | 3.0 | 147 | 91694301 | 24 | 12.0 | n/a | 1 | 230 | XP2-553012 | 93527102 | N | R0
2 speed | 06130395-2040 | 06030458-2340 | PUMP,XP2,R0,3.0HP CONT.,230V,60HZ,1SPD,S/C,4.310"DIA.IMP | 3.0 | 147 | 91694301 | 24 | 12.0 | n/a | 1 | 230 | XP2-553012 | 93527102 | N | R0
no cord, 2 speed motor | 06130395-2040 | 06030462-2040 | PUMP,XP2,R0,3.0HP CONT.,230V,60HZ,1SPD,S/C,60"4P | 3.0 | 147 | 91694300 | 24.7 | 11.8 | n/a | 1 | 230 | XP2-553012 | 93527102 | Y | R0
no cord, 2 speed motor | 06130395-2040 | 06030473-2040 | PUMP,XP2,R0,3.0HP CONT.,230V,60HZ,1SPD,S/C,79"4P | 3.0 | 147 | 91694300 | 24.7 | 11.8 | n/a | 1 | 230 | XP2-553012 | 93527102 | Y | R0
no cord, 2 speed motor | 06130395-2040 | 06030473-2340 | PUMP,XP2,R0,3.0HP CONT.,230V,60HZ,1SPD,S/C,79"4P | 3.0 | 147 | 91694300 | 24.7 | 11.8 | n/a | 1 | 230 | XP2-553012 | 93527102 | Y | R0
2 speed | 06130395-2040 | 06030500-2040 | PUMP,XP2,R0,3.0HP CONT.,230V,60HZ,1SPD,S/C | 3.0 | 147 | 91694300 | 24.7 | 11.8 | n/a | 1 | 230 | XP2-553012 | 93527102 | N | R0
2 speed | 06130395-2040 | 06030500-2340 | PUMP,XP2,R0,3.0HP CONT.,230V,60HZ,1SPD,S/C | 3.0 | 147 | 91694300 | 24.7 | 11.8 | n/a | 1 | 230 | XP2-553012 | 93527102 | N | R0
2 speed, will have to move to R9 | 06130395-2040 | 06030514-2040 | PUMP,XP2,R9,3.0HP CONT.,230V,60HZ,1SPD,S/C,9NPSC | 3.0 | 147 | 91694300 | 24.7 | 11.8 | n/a | 1 | 230 | XP2-553012 | 93527102 | N | R9
| 1/4 HP n/a anymore | 06098187-1040 | *OBS*PUMP,XP2,R0,1/4HP CONT.,115V,60HZ,1SPD,D/C,40"NEMA,LIM KOI | 1/4 | 72 | 91694251 | 5.0 | 2.5 | n/a | 1 | 115 | KOI-550411 | 93499802 | Y | R0
| 1/4 HP n/a anymore | 06098188-1040 | *OBS*PUMP,XP2,R0,1/4HP CONT.,115V,60HZ,1SPD,D/C,40"NEMA,VITON,LIM KOI | 1/4 | 72 | 91694251 | 5.0 | 2.5 | n/a | 1 | 115 | KOI-550411 | 93499802 | Y | R0
| 1/4 HP n/a anymore | 06098616-1040 | *OBS*PUMP,XP2,R0,1/4HP CONT.,115V,60HZ,1SPD,D/C,40"NEMA | 1/4 | 72 | 91694251 | 5.0 | 2.5 | n/a | 1 | 115 | XP2-550411 | 93499802 | Y | R0
| 1/4 HP n/a anymore | 06098616-1140 | *OBS*PUMP,XP2,R0,1/4HP CONT.,115V,60HZ,1SPD,D/C,40"NEMA | 1/4 | 72 | 91694251 | 5.0 | 2.5 | n/a | 1 | 115 | XP2-550411 | 93499802 | Y | R0
| 1/4 HP n/a anymore | 06098616-1340 | *OBS*PUMP,XP2,R0,1/4HP CONT.,115V,60HZ,1SPD,D/C,40"NEMA | 1/4 | 72 | 91694251 | 5.0 | 2.5 | n/a | 1 | 115 | XP2-550411 | 93499802 | Y | R0
| 1/4 HP n/a anymore | 06098616-1540 | *OBS*PUMP,XP2,R0,1/4HP CONT.,115V,60HZ,1SPD,D/C,40"NEMA | 1/4 | 72 | 91694251 | 5.0 | 2.5 | n/a | 1 | 115 | XP2-550411 | 93499802 | Y | R0
| 1/4 HP n/a anymore | 06098720-1040 | *OBS*PUMP,XP2,R0,1/4HP CONT.,115V,60HZ,1SPD,D/C,40"NEMA,VITON | 1/4 | 72 | 91694251 | 5.0 | 2.5 | n/a | 1 | 115 | XP2-550411 | 93499802 | Y | R0
1HP n/a use 1,5HP | 06115517-2040 | 06110005-1000 | PUMP,XP2,R0,1.0HP CONT.,230V,60HZ,2SPD,D/C | 1.0 | 98 | 91694110 | 12 | 6.3 | 1.6 | 2 | 230 | XP2-551022 | 93493360 | N | R0
1HP n/a use 1,5HP | 06115517-2040 | 06110005-1040 | PUMP,XP2,R0,1.0HP CONT.,230V,60HZ,2SPD,D/C | 1.0 | 98 | 91694110 | 12 | 6.3 | 1.6 | 2 | 230 | XP2-551022 | 93493360 | N | R0
1HP n/a use 1,5HP | 06115517-2040 | 06110005-1300 | PUMP,XP2,R0,1.0HP CONT.,230V,60HZ,2SPD,D/C | 1.0 | 98 | 91694110 | 12 | 6.3 | 1.6 | 2 | 230 | XP2-551022 | 93493360 | N | R0
no cord, timer switch n/a anymore, 1HP n/a use 1,5HP | 06115000-1040 | 06110006-1040 | PUMP,XP2,R0,1.0HP CONT.,115V,60HZ,2SPD,D/C,48"4P,T/S,VITON | 1.0 | 95 | 91694110 | 12 | 11.0 | 2.9 | 2 | 115 | XP2-551021 | 93493341 | Y | R0
no cord, timer switch n/a anymore, 1HP n/a use 1,5HP | 06115000-1040 | 06110006-1340 | PUMP,XP2,R0,1.0HP CONT.,115V,60HZ,2SPD,D/C,48"4P,T/S,VITON | 1.0 | 95 | 91694110 | 12 | 11.0 | 2.9 | 2 | 115 | XP2-551021 | 93493341 | Y | R0
no cord, 1HP n/a use 1,5HP | 06115000-1040 | 06110007-1040 | PUMP,XP2,R0,1.0HP CONT.,115V,60HZ,2SPD,D/C,60"4P,VITON | 1.0 | 95 | 91694110 | 12 | 11.0 | 2.9 | 2 | 115 | XP2-551021 | 93493341 | Y | R0
no cord, 1HP n/a use 1,5HP | 06115000-1040 | 06110007-5040 | PUMP,XP2,R0,1.0HP CONT.,115V,60HZ,2SPD,S/C,60"4P,VITON | 1.0 | 90 | 91694110 | 10.8 | 9.8 | 3.5 | 2 | 115 | XP2-551021 | 93512100 | Y | R0
no cord, 1HP n/a use 1,5HP | 06115517-2040 | 06110080-1040 | PUMP,XP2,R0,1.0HP CONT.,230V,60HZ,2SPD,D/C,60"4P | 1.0 | 98 | 91694110 | 12 | 6.3 | 1.6 | 2 | 230 | XP2-551022 | 93493360 | Y | R0
Watkins/Caldera | n/a contact spa manufactuer | 06110181-1340 | PUMP,XP2,R0,1.0HP CONT.,230V,60HZ,2SPD,D/C,60"4P,MNFLD,CALDERA#009088 | 1.0 | 98 | 91694110 | 12 | 6.3 | 1.6 | 2 | 230 | XP2-551022 | 93493360 | Y | R0
no cord, 1HP n/a use 1,5HP | 06115517-2040 | 06110291-1340 | PUMP,XP2,R0,1.0HP CONT.,230V,60HZ,2SPD,D/C,79"4P,COLEMAN | 1.0 | 98 | 91694110 | 12 | 6.3 | 1.6 | 2 | 230 | XP2-551022 | 93493360 | Y | R0
1HP n/a use 1,5HP | 06115000-1040 | 06110500-2000 | PUMP,XP2,R0,1.0HP CONT.,115V,60HZ,2SPD,S/C,TRIM IMP | 1.0 | 96 | 91694115 | 10.9 | 10.2 | 3.5 | 2 | 115 | XP2-551021 | 93523353 | N | R0
1HP n/a use 1,5HP | 06115000-1040 | 06110500-2040 | PUMP,XP2,R0,1.0HP CONT.,115V,60HZ,2SPD,S/C,TRIM IMP | 1.0 | 96 | 91694115 | 10.9 | 10.2 | 3.5 | 2 | 115 | XP2-551021 | 93523353 | N | R0
1HP n/a use 1,5HP | 06115000-1040 | 06110500-2340 | PUMP,XP2,R0,1.0HP CONT.,115V,60HZ,2SPD,S/C,TRIM IMP | 1.0 | 96 | 91694115 | 10.9 | 10.2 | 3.5 | 2 | 115 | XP2-551021 | 93523353 | N | R0
no cord, 1HP n/a use 1,5HP | 06115000-1040 | 06110510-2040 | PUMP,XP2,R0,1.0HP CONT.,115V,60HZ,2SPD,S/C,36"4P,TRIM IMP | 1.0 | 96 | 91694115 | 10.9 | 10.2 | 3.5 | 2 | 115 | XP2-551021 | 93523353 | Y | R0
no cord, 1HP n/a use 1,5HP | 06115000-1040 | 06110510-2300 | PUMP,XP2,R0,1.0HP CONT.,115V,60HZ,2SPD,S/C,36"4P,TRIM IMP | 1.0 | 96 | 91694115 | 10.9 | 10.2 | 3.5 | 2 | 115 | XP2-551021 | 93523353 | Y | R0
no cord, 1HP n/a use 1,5HP | 06115000-1040 | 06110510-2340 | PUMP,XP2,R0,1.0HP CONT.,115V,60HZ,2SPD,S/C,36"4P,TRIM IMP | 1.0 | 96 | 91694115 | 10.9 | 10.2 | 3.5 | 2 | 115 | XP2-551021 | 93523353 | Y | R0
Watkins/Caldera | n/a contact spa manufactuer | 06110731-1300 | *OBS*PUMP,XP2,R0,1.0HP CONT.,230V,60HZ,2SPD,D/C,60",MNFLD,WATKINS#39579 | 1.0 | 98 | 91694110 | 12 | 6.3 | 1.6 | 2 | 230 | XP2-551022 | 93493360 | Y | R0
Watkins/Caldera | n/a contact spa manufactuer | 06110731-1340 | *OBS*PUMP,XP2,R0,1.0HP CONT.,230V,60HZ,2SPD,D/C,60",MNFLD,WATKINS#39579 | 1.0 | 98 | 91694110 | 12 | 6.3 | 1.6 | 2 | 230 | XP2-551022 | 93493360 | Y | R0
1HP n/a use 1,5HP | 06115517-2040 | 06110761-1040 | PUMP,XP2,R0,1.0HP CONT.,230V,60HZ,2SPD,D/C | 1.0 | 98 | 91694110 | 12 | 6.3 | 1.6 | 2 | 230 | XP2-551022 | 93493360 | N | R0
no cord, timer switch n/a anymore, 1HP n/a use 1,5HP | 06115000-1040 | 06110864-1040 | PUMP,XP2,R0,1.0HP CONT.,115V,60HZ,2SPD,D/C,40"NEMA,T/S,VITON | 1.0 | 95 | 91694110 | 12 | 11.0 | 2.9 | 2 | 115 | XP2-551021 | 93493341 | Y | R0
no cord, 1HP n/a use 1,5HP | 06115000-1040 | 06111000-2040 | PUMP,XP2,R0,1.0HP CONT.,115V,60HZ,2SPD,S/C,79"4P,TRIM IMP | 1.0 | 96 | 91694115 | 10.9 | 10.2 | 3.5 | 2 | 115 | XP2-551021 | 93523353 | Y | R0
no cord, 1HP n/a use 1,5HP | 06115000-1040 | 06111001-2040 | PUMP,XP2,R0,1.0HP CONT.,115V,60HZ,2SPD,S/C,48"MINI,RW,TRIM IMP | 1.0 | 96 | 91694115 | 10.9 | 10.2 | 3.5 | 2 | 115 | XP2-551021 | 93523353 | Y | R0
no cord, spd inverted, 1HP n/a use 1,5HP | 06115000-1040 | 06111001-2340 | PUMP,XP2,R0,1.0HP CONT.,115V,60HZ,2SPD,S/C,48"MINI,RW,TRIM IMP | 1.0 | 96 | 91694115 | 10.9 | 10.2 | 3.5 | 2 | 115 | XP2-551021 | 93523353 | Y | R0
no cord, 1HP n/a use 1,5HP | 06115000-1040 | 06111002-2040 | PUMP,XP2,R0,1.0HP CONT.,115V,60HZ,2SPD,S/C,60"MINI,TRIM IMP | 1.0 | 96 | 91694115 | 10.9 | 10.2 | 3.5 | 2 | 115 | XP2-551021 | 93523353 | Y | R0
no cord, 1HP n/a use 1,5HP | 06115000-1040 | 06111323-2040 | PUMP,XP2,R0,1.0HP CONT.,115V,60HZ,2SPD,S/C,48"MINI,TRIM IMP | 1.0 | 96 | 91694115 | 10.9 | 10.2 | 3.5 | 2 | 115 | XP2-551021 | 93523353 | Y | R0
no cord, 1HP n/a use 1,5HP | 06115000-1040 | 06111323-2340 | PUMP,XP2,R0,1.0HP CONT.,115V,60HZ,2SPD,S/C,48"MINI,TRIM IMP | 1.0 | 96 | 91694115 | 10.9 | 10.2 | 3.5 | 2 | 115 | XP2-551021 | 93523353 | Y | R0
| 06115000-1040 | 06115000-1040 | PUMP,XP2,R0,1.5HP CONT.,115V,60HZ,2SPD,D/C | 1.5 | 115 | 91694150 | 15.4 | 13.8 | 3.8 | 2 | 115 | XP2-551521 | 93495111 | N | R0
| 06115000-1040 | 06115000-1340 | PUMP,XP2,R0,1.5HP CONT.,115V,60HZ,2SPD,D/C | 1.5 | 115 | 91694150 | 15.4 | 13.8 | 3.8 | 2 | 115 | XP2-551521 | 93495111 | N | R0
no cord | 06115000-1040 | 06115002-1040 | PUMP,XP2,R0,1.5HP CONT.,115V,60HZ,2SPD,S/C,48"4P, SUNBELT | 1.5 | 115 | 91694150 | 15.4 | 13.8 | 3.8 | 2 | 115 | XP2-551521 | 93495111 | Y | R0
no cord | 06115000-1040 | 06115002-1340 | PUMP,XP2,R0,1.5HP CONT.,115V,60HZ,2SPD,S/C,48"4P, SUNBELT | 1.5 | 115 | 91694150 | 15.4 | 13.8 | 3.8 | 2 | 115 | XP2-551521 | 93495111 | Y | R0
no cord, speed inverted | 06115000-1040 | 06115002-2040 | PUMP,XP2,R0,1.5HP CONT.,115V,60HZ,2SPD,S/C,48"4P,RW,SUNBELT | 1.5 | 115 | 91694150 | 15 | 13.5 | 3.7 | 2 | 115 | XP2-551521 | 93525104 | Y | R0
| 06115517-2040 | 06115005-1040 | PUMP,XP2,R0,1.5HP CONT.,230V,60HZ,2SPD,D/C | 1.5 | 112 | 91694150 | 15.6 | 8.0 | 2.6 | 2 | 230 | XP2-551522 | 93495141 | N | R0
| 06115517-2040 | 06115005-1340 | PUMP,XP2,R0,1.5HP CONT.,230V,60HZ,2SPD,D/C | 1.5 | 112 | 91694150 | 15.6 | 8.0 | 2.6 | 2 | 230 | XP2-551522 | 93495141 | N | R0
Watkins/Caldera | n/a contact spa manufactuer | 06115049-1300 | *OBS*PUMP,XP2,R0,1.5HP CONT.,115V,60HZ,2SPD,D/C,40",MNFLD,WATKINS#38944,RW | 1.5 | 115 | 91694150 | 15.4 | 13.8 | 3.8 | 2 | 115 | XP2-551521 | 93495111 | Y | R0
Watkins/Caldera | n/a contact spa manufactuer | 06115181-1040 | PUMP,XP2,R0,1.5HP CONT.,230V,60HZ,2SPD,D/C,60"4P,MNFLD,CALDERA#009011 | 1.5 | 112 | 91694150 | 15.6 | 8.0 | 2.6 | 2 | 230 | XP2-551522 | 93495141 | Y | R0
Watkins/Caldera | n/a contact spa manufactuer | 06115181-1340 | PUMP,XP2,R0,1.5HP CONT.,230V,60HZ,2SPD,D/C,60"4P,MNFLD,CALDERA#009011 | 1.5 | 112 | 91694150 | 15.6 | 8.0 | 2.6 | 2 | 230 | XP2-551522 | 93495141 | Y | R0
Watkins/Caldera | n/a contact spa manufactuer | 06115181-1341 | PUMP,XP2,R0,1.5HP CONT.,230V,60HZ,2SPD,D/C,60"4P,MNFLD,CALDERA#009011 | 1.5 | 112 | 91694150 | 15.6 | 8.0 | 2.6 | 2 | 230 | XP2-551522 | 93495141 | Y | R0
Watkins/Caldera | n/a contact spa manufactuer | 06115185-1040 | PUMP,XP2,R0,1.5HP CONT.,115V,60HZ,2SPD,D/C,60"4P,MNFLD,CALDERA#009085 | 1.5 | 117 | 91694151 | 14.7 | 13.4 | 3.9 | 2 | 115 | XP2-551521 | 93495111 | Y | R0
Watkins/Caldera | n/a contact spa manufactuer | 06115185-1340 | PUMP,XP2,R0,1.5HP CONT.,115V,60HZ,2SPD,D/C,60"4P,MNFLD,CALDERA#009085 | 1.5 | 117 | 91694151 | 14.7 | 13.4 | 3.9 | 2 | 115 | XP2-551521 | 93495111 | Y | R0
no cord, timer switch n/a anymore | 06115000-1040 | 06115186-1040 | PUMP,XP2,R0,1.5HP CONT.,115V,60HZ,2SPD,D/C,40"NEMA,T/S,LIM KOI | 1.5 | 115 | 91694150 | 15.4 | 13.8 | 3.8 | 2 | 115 | KOI-551521 | 93495111 | Y | R0
will have to move to R9 | 06115517-2040 | 06115191-1300 | PUMP,XP2,R9,1.5HP CONT.,230V,60HZ,2SPD,D/C,SUNDANCE | 1.5 | 112 | 91694150 | 15.6 | 8.0 | 2.6 | 2 | 230 | XP2-551522 | 93495141 | N | R9
| 06115000-1040 | 06115196-1300 | PUMP,XP2,R0,1.5HP CONT.,115V,60HZ,2SPD,D/C,TRIM IMP,SUNDANCE | 1.5 | 117 | 91694151 | 14.7 | 13.4 | 3.9 | 2 | 115 | XP2-551521 | 93495111 | N | R0
will have to move to R3 | 06115000-1040 | 06115197-1300 | PUMP,XP2,R3,1.5HP CONT.,115V,60HZ,2SPD,D/C,9&1:30NPSC,TRIM IMP,SUNDANCE | 1.5 | 117 | 91694151 | 14.7 | 13.4 | 3.9 | 2 | 115 | XP2-551521 | 93495111 | N | R3
no cord | 06115000-1040 | 06115233-1340 | PUMP,XP2,R0,1.5HP CONT.,115V,60HZ,2SPD,D/C,79"4P,TRIM IMP,COLEMAN | 1.5 | 117 | 91694151 | 14.7 | 13.4 | 3.9 | 2 | 115 | XP2-551521 | 93495111 | Y | R0
| 06115000-1040 | 06115298-1040 | PUMP,XP2,R0,1.5HP CONT.,115V,60HZ,2SPD,D/C,PINNACLE | 1.5 | 115 | 91694150 | 15.4 | 13.8 | 3.8 | 2 | 115 | XP2-551521 | 93495111 | N | R0
no cord | 06115000-1040 | 06115319-2340 | PUMP,XP2,R0,1.5HP CONT.,115V,60HZ,2SPD,S/C,48"MINI,TRIM IMP | 1.5 | 112 | 91694151 | 14.8 | 12.8 | 3.7 | 2 | 115 | XP2-551521 | 93525104 | Y | R0
no cord | 06115000-1040 | 06115319-2341 | PUMP,XP2,R0,1.5HP CONT.,115V,60HZ,2SPD,S/C,48"MINI,TRIM IMP | 1.5 | 112 | 91694151 | 14.8 | 12.8 | 3.7 | 2 | 115 | XP2-551521 | 93525104 | Y | R0
no cord, 2speed, will have to move to R9 | 06115517-2040 | 06115393-2340 | PUMP,XP2,R9,1.5HP CONT.,D/V,230V,60HZ,1SPD,S/C,48"MINI,1:30NPT,9NPSC | 1.5 | 116 | 91694150 | 15.4 | 8.0 | n/a | 1 | 230 | XP2-551512 | 93525003 | Y | R9
no cord, will have to move to R3 | 06115000-1040 | 06115418-2340 | PUMP,XP2,R3,1.5HP CONT.,115V,60HZ,2SPD,S/C,36"4P,9&1:30NPSC,TRIM IMP | 1.5 | 112 | 91694151 | 14.8 | 12.8 | 3.7 | 2 | 115 | XP2-551521 | 93525104 | Y | R3
| 06115000-1040 | 06115429-2000 | PUMP,XP2,R0,1.5HP CONT.,115V,60HZ,2SPD,S/C,TRIM IMP,SUNDANCE | 1.5 | 112 | 91694151 | 14.8 | 12.8 | 3.7 | 2 | 115 | XP2-551521 | 93525104 | N | R0
| 06115000-1040 | 06115429-2300 | PUMP,XP2,R0,1.5HP CONT.,115V,60HZ,2SPD,S/C,TRIM IMP,SUNDANCE | 1.5 | 112 | 91694151 | 14.8 | 12.8 | 3.7 | 2 | 115 | XP2-551521 | 93525104 | N | R0
will have to move to R3 | 06115000-1040 | 06115430-2300 | PUMP,XP2,R3,1.5HP CONT.,115V,60HZ,2SPD,S/C,SUNDANCE,9&1:30NPSC,TRIM IMP | 1.5 | 112 | 91694151 | 14.8 | 12.8 | 3.7 | 2 | 115 | XP2-551521 | 93525104 | N | R3
| 06115517-2040 | 06115435-2040 | PUMP,XP2,R0,1.5HP CONT.,230V,60HZ,2SPD,S/C,TRM IMP | 1.5 | 115 | 91694152 | 15.5 | 7.7 | 2.2 | 2 | 230 | XP2-551522 | 93525143 | N | R0
no cord | 06115517-2040 | 06115459-2040 | PUMP,XP2,R0,1.5HP CONT.,230V,60HZ,2SPD,S/C,36"4P | 1.5 | 115 | 91694150 | 15.5 | 7.5 | 2.0 | 2 | 230 | XP2-551522 | 93525143 | Y | R0
no cord | 06115517-2040 | 06115459-2300 | PUMP,XP2,R0,1.5HP CONT.,230V,60HZ,2SPD,S/C,36"4P | 1.5 | 115 | 91694150 | 15.5 | 7.5 | 2.0 | 2 | 230 | XP2-551522 | 93525143 | Y | R0
no cord | 06115517-2040 | 06115459-2340 | PUMP,XP2,R0,1.5HP CONT.,230V,60HZ,2SPD,S/C,36"4P | 1.5 | 115 | 91694150 | 15.5 | 7.5 | 2.0 | 2 | 230 | XP2-551522 | 93525143 | Y | R0
no cord | 06115517-2040 | 06115474-2040 | PUMP,XP2,R0,1.5HP CONT.,230V,60HZ,2SPD,S/C,79"4P | 1.5 | 115 | 91694150 | 15.5 | 7.5 | 2.0 | 2 | 230 | XP2-551522 | 93525143 | Y | R0
no cord | 06115517-2040 | 06115474-2340 | PUMP,XP2,R0,1.5HP CONT.,230V,60HZ,2SPD,S/C,79"4P | 1.5 | 115 | 91694150 | 15.5 | 7.5 | 2.0 | 2 | 230 | XP2-551522 | 93525143 | Y | R0
no cord | 06115000-1040 | 06115484-2040 | PUMP,XP2,R0,1.5HP CONT.,115V,60HZ,2SPD,S/C,60"4P | 1.5 | 115 | 91694150 | 15 | 13.5 | 3.7 | 2 | 115 | XP2-551521 | 93525104 | Y | R0
no cord | 06115000-1040 | 06115484-2110 | *ENG*PUMP,XP2,R0,2.0MBHP,115V,60HZ,2SPD,S/C,60"4P | 1.5 | 115 | 91694150 | 15 | 13.5 | 3.7 | 2 | 115 | XP2-551521 | 93525104 | Y | R0
no cord | 06115000-1040 | 06115484-2340 | PUMP,XP2,R0,1.5HP CONT.,115V,60HZ,2SPD,S/C,60"4P | 1.5 | 115 | 91694150 | 15 | 13.5 | 3.7 | 2 | 115 | XP2-551521 | 93525104 | Y | R0
no cord | 06115517-2040 | 06115485-1040 | PUMP,XP2,R0,1.5HP CONT.,230V,60HZ,2SPD,S/C,60"4P | 1.5 | 112 | 91694150 | 15.6 | 8.0 | 2.6 | 2 | 230 | XP2-551522 | 93495141 | Y | R0
no cord | 06115517-2040 | 06115485-2040 | PUMP,XP2,R0,1.5HP CONT.,230V,60HZ,2SPD,S/C,60"4P | 1.5 | 115 | 91694150 | 15.5 | 7.5 | 2.0 | 2 | 230 | XP2-551522 | 93525143 | Y | R0
no cord | 06115517-2040 | 06115489-2040 | PUMP,XP2,R0,1.5HP CONT.,230V,60HZ,2SPD,S/C,48"MINI,TRIM IMP | 1.5 | 115 | 91694151 | 15 | 7.5 | 2.0 | 2 | 230 | XP2-551522 | 93525143 | Y | R0
no cord | 06115517-2040 | 06115489-2340 | PUMP,XP2,R0,1.5HP CONT.,230V,60HZ,2SPD,S/C,48"MINI,TRIM IMP | 1.5 | 115 | 91694151 | 15 | 7.5 | 2.0 | 2 | 230 | XP2-551522 | 93525143 | Y | R0
| 06115000-1040 | 06115500-2040 | PUMP,XP2,R0,1.5HP CONT.,115V,60HZ,2SPD,S/C | 1.5 | 115 | 91694150 | 15 | 13.5 | 3.7 | 2 | 115 | XP2-551521 | 93525104 | N | R0
| 06115000-1040 | 06115500-2340 | PUMP,XP2,R0,1.5HP CONT.,115V,60HZ,2SPD,S/C | 1.5 | 115 | 91694150 | 15 | 13.5 | 3.7 | 2 | 115 | XP2-551521 | 93525104 | N | R0
no cord | 06115000-1040 | 06115510-2040 | PUMP,XP2,R0,1.5HP CONT.,115V,60HZ,2SPD,S/C,36"4P | 1.5 | 115 | 91694150 | 15 | 13.5 | 3.7 | 2 | 115 | XP2-551521 | 93525104 | Y | R0
no cord | 06115000-1040 | 06115510-2300 | PUMP,XP2,R0,1.5HP CONT.,115V,60HZ,2SPD,S/C,36"4P | 1.5 | 115 | 91694150 | 15 | 13.5 | 3.7 | 2 | 115 | XP2-551521 | 93525104 | Y | R0
no cord | 06115000-1040 | 06115510-2340 | PUMP,XP2,R0,1.5HP CONT.,115V,60HZ,2SPD,S/C,36"4P | 1.5 | 115 | 91694150 | 15 | 13.5 | 3.7 | 2 | 115 | XP2-551521 | 93525104 | Y | R0
no cord | 06115000-1040 | 06115511-2040 | PUMP,XP2,R0,1.5HP CONT.,115V,60HZ,2SPD,S/C,79"4P,COLEMAN,TRIM IMP | 1.5 | 112 | 91694151 | 14.8 | 12.8 | 3.7 | 2 | 115 | XP2-551521 | 93525104 | Y | R0
no cord | 06115000-1040 | 06115511-2340 | PUMP,XP2,R0,1.5HP CONT.,115V,60HZ,2SPD,S/C,79"4P,COLEMAN,TRIM IMP | 1.5 | 112 | 91694151 | 14.8 | 12.8 | 3.7 | 2 | 115 | XP2-551521 | 93525104 | Y | R0
| 06115517-2040 | 06115517-2040 | PUMP,XP2,R0,1.5HP CONT.,230V,60HZ,2SPD,S/C | 1.5 | 115 | 91694150 | 15.5 | 7.5 | 2.0 | 2 | 230 | XP2-551522 | 93525143 | N | R0
will have to move to R9 | 06115517-2040 | 06115575-1340 | PUMP,XP2,R9,1.5HP CONT.,230V,60HZ,1PH.2SPD,D/C,9&1:30NPSC | 1.5 | 112 | 91694150 | 15.6 | 8.0 | 2.6 | 2 | 230 | XP2-551522 | 93495141 | N | R9
no cord | 06115000-1040 | 06115591-1040 | PUMP,XP2,R0,1.5HP CONT.,115V,60HZ,2SPD,D/C,60"4P,TRIM IMP | 1.5 | 117 | 91694151 | 14.7 | 13.4 | 3.9 | 2 | 115 | XP2-551521 | 93495111 | Y | R0
will have to move to R9 | 06115517-2040 | 06115624-1340 | PUMP,XP2,R9,1.5HP CONT.,230V,60HZ,2SPD,D/C,48"MINI,9&1:30NPSC | 1.5 | 112 | 91694150 | 15.6 | 8.0 | 2.6 | 2 | 230 | XP2-551522 | 93495141 | Y | R9
will have to move to R9 | 06115517-2040 | 06115625-2340 | PUMP,XP2,R9,1.5HP CONT.,230V,60HZ,2SPD,S/C,48"MINI,9&1:30NPSC | 1.5 | 115 | 91694150 | 15.5 | 7.5 | 2.0 | 2 | 230 | XP2-551522 | 93525143 | Y | R9
no cord, replacement will be 48fr | 06115517-2040 | 06115710-2040 | PUMP,56FR,XP2,R0,1.5HP CONT.,230V,60HZ,2SPD,S/C,36"4P | 1.5 | 115 | 91694152 | 15 | 7.3 | 2.9 | 2 | 230 | XP2-631522 | 93526820 | Y | R0
Watkins/Caldera | n/a contact spa manufactuer | 06115731-1300 | *OBS*PUMP,XP2,R0,1.5HP CONT.,230V,60HZ,2SPD,D/C,60"FLAGS,MNFLD,WATKINS#39580 | 1.5 | 112 | 91694150 | 15.6 | 8.0 | 2.6 | 2 | 230 | XP2-551522 | 93495141 | Y | R0
Watkins/Caldera | n/a contact spa manufactuer | 06115731-1340 | *OBS*PUMP,XP2,R0,1.5HP CONT.,230V,60HZ,2SPD,D/C,60",MNFLD,WATKINS#39580 | 1.5 | 112 | 91694150 | 15.6 | 8.0 | 2.6 | 2 | 230 | XP2-551522 | 93495141 | Y | R0
Watkins/Caldera | n/a contact spa manufactuer | 06115733-1300 | *OBS*PUMP,XP2,R0,1.5HP CONT.,115V,60HZ,2SPD,D/C,60",MNFLD,WATKINS#39583 | 1.5 | 117 | 91694151 | 14.7 | 13.4 | 3.9 | 2 | 115 | XP2-551521 | 93495111 | Y | R0
Watkins/Caldera | n/a contact spa manufactuer | 06115733-1340 | *OBS*PUMP,XP2,R0,1.5HP CONT.,115V,60HZ,2SPD,D/C,60",MNFLD,WATKINS#39583 | 1.5 | 117 | 91694151 | 14.7 | 13.4 | 3.9 | 2 | 115 | XP2-551521 | 93495111 | Y | R0
Watkins/Caldera | n/a contact spa manufactuer | 06115734-1300 | PUMP,XP2,R0,1.5HP CONT.,230V,60HZ,2SPD,D/C,60",RW/BLK-HI,MNFLD,WATKINS#0974001 | 1.5 | 112 | 91694150 | 15.6 | 8.0 | 2.6 | 2 | 230 | XP2-551522 | 93495141 | Y | R0
no cord, speed inverted | 06115517-2040 | 06115780-2340 | PUMP,XP2,R0,1.5HP CONT.,230V,60HZ,2SPD,S/C,60"4P,RW | 1.5 | 115 | 91694150 | 15.5 | 7.5 | 2.0 | 2 | 230 | XP2-551522 | 93525143 | Y | R0
no cord | 06115000-1040 | 06115788-2040 | PUMP,XP2,R0,1.5HP CONT.,115V,60HZ,2SPD,S/C,60"4P, W/GROMMETS | 1.5 | 115 | 91694150 | 15 | 13.5 | 3.7 | 2 | 115 | XP2-551521 | 93525104 | Y | R0
Watkins/Caldera | n/a contact spa manufactuer | 06115852-1300 | *OBS*PUMP,XP2,R0,1.5HP CONT.,115V,60HZ,2SPD,D/C,60",MNFLD,WATKINS#38944,RW | 1.5 | 115 | 91694150 | 15.4 | 13.8 | 3.8 | 2 | 115 | XP2-551521 | 93495111 | Y | R0
no cord, no trap, timer switch n/a anymore | 06115000-1040 | 06115862-1040 | PUMP,XP2,R0,1.5HP CONT.,115V,60HZ,2SPD,D/C,40"NEMA,T/S,W/TRAP | 1.5 | 115 | 91694150 | 15.4 | 13.8 | 3.8 | 2 | 115 | XP2-551521 | 93495111 | Y | R0
no cord, timer switch n/a anymore | 06115000-1040 | 06115864-1040 | PUMP,XP2,R0,1.5HP CONT.,115V,60HZ,2SPD,D/C,40"NEMA,T/S,VITON | 1.5 | 115 | 91694150 | 15.4 | 13.8 | 3.8 | 2 | 115 | XP2-551521 | 93495111 | Y | R0
no cord, timer switch n/a anymore | 06115000-1040 | 06115865-1040 | PUMP,XP2,R0,1.5HP CONT.,115V,60HZ,2SPD,D/C,40"NEMA,T/S | 1.5 | 115 | 91694150 | 15.4 | 13.8 | 3.8 | 2 | 115 | XP2-551521 | 93495111 | Y | R0
no cord, no trap, timer switch n/a anymore | 06115000-1040 | 06115866-1040 | PUMP,XP2,R0,1.5HP CONT.,115V,60HZ,2SPD,D/C,40"NEMA,T/S,LIM KOI | 1.5 | 115 | 91694150 | 15.4 | 13.8 | 3.8 | 2 | 115 | KOI-551521 | 93495111 | Y | R0
no cord, speed inverted, will have to move to R3 | 06115000-1040 | 06115891-1040 | PUMP,XP2,R3,1.5HP CONT.,115V,60HZ,2SPD,D/C,48"MINI,RW,9&1:30NPSC | 1.5 | 115 | 91694150 | 15.4 | 13.8 | 3.8 | 2 | 115 | XP2-551521 | 93495111 | Y | R3
Watkins/Caldera | n/a contact spa manufactuer | 06117849-1300 | PUMP,XP2,R0,1.5HP CONT.,115V,60HZ,2SPD,D/C,60",RW/BLK-HI,MNFLD,WATKINS#39583 | 1.5 | 117 | 91694151 | 14.7 | 13.4 | 3.9 | 2 | 115 | XP2-551521 | 93495111 | Y | R0
Watkins/Caldera | n/a contact spa manufactuer | 06117849-1340 | PUMP,XP2,R0,1.5HP CONT.,115V,60HZ,2SPD,D/C,60",RW/BLK-HI,MNFLD,WATKINS#39583 | 1.5 | 117 | 91694151 | 14.7 | 13.4 | 3.9 | 2 | 115 | XP2-551521 | 93495111 | Y | R0
no cord, will have to move to R3 | 06115000-1040 | 06118316-2300 | PUMP,XP2,R3,1.5HP CONT.,115V,60HZ,2SPD,S/C,48"MINI,9&1:30NPSC,TRM IMP | 1.5 | 130 | 91694152 | 14.8 | 14.4 | 3.9 | 2 | 115 | XP2-551521 | 93525104 | Y | R3
no cord | 06115000-1040 | 06118371-2000 | PUMP,XP2,R0,1.5HP CONT.,115V,60HZ,2SPD,S/C,79"4P,VITON,NO HP LABEL | 1.5 | 130 | 91694152 | 14.8 | 14.4 | 3.9 | 2 | 115 | XP2-551521 | 93525104 | Y | R0
no cord | 06115000-1040 | 06118371-2300 | PUMP,XP2,R0,1.5HP CONT.,115V,60HZ,2SPD,S/C,79"4P,VITON,NO HP LABEL | 1.5 | 130 | 91694152 | 14.8 | 14.4 | 3.9 | 2 | 115 | XP2-551521 | 93525104 | Y | R0
no cord | 06115000-1040 | 06118371-5000 | PUMP,XP2,R0,1.5HP CONT.,115V,60HZ,2SPD,S/C,79"4P,VITON,NO HP LABEL | 1.5 | 110 | 91694152 | 17.3 | 14.4 | 5.2 | 2 | 115 | XP2-551521 | 93513100 | Y | R0
no cord | 06115000-1040 | 06118371-5300 | PUMP,XP2,R0,1.5HP CONT.,115V,60HZ,2SPD,S/C,79"4P,VITON,NO HP LABEL | 1.5 | 110 | 91694152 | 17.3 | 14.4 | 5.2 | 2 | 115 | XP2-551521 | 93513100 | Y | R0
no cord, will have to move to R3 | 06115000-1040 | 06118437-2300 | PUMP,XP2,R3,1.5HP CONT.,115V,60HZ,2SPD,S/C,48"4P,9HSD&1:30NPSC,FINED IMP | 1.5 | 130 | 91694152 | 14.8 | 14.4 | 3.9 | 2 | 115 | XP2-551521 | 93525104 | Y | R3
no cord, will have to move to R3 | 06115000-1040 | 06118452-2300 | PUMP,XP2,R3,1.5HP CONT.,115V,60HZ,2SPD,S/C,60"4P,9&1:30NPSC,TRM IMP | 1.5 |  | 91694152 |  |  |  | 2 | 115 | XP2-552021 | 93526104 | Y | R3
| 06120500-2040 | 06120000-1040 | PUMP,XP2,R0,2.0HP CONT.,230V,60HZ,2SPD,D/C | 2.0 | 148 | 91694200 | 16 | 8.5 | 2.8 | 2 | 230 | XP2-552022 | 93496103 | N | R0
| 06120500-2040 | 06120000-1340 | PUMP,XP2,R0,2.0HP CONT.,230V,60HZ,2SPD,D/C | 2.0 | 148 | 91694200 | 16 | 8.5 | 2.8 | 2 | 230 | XP2-552022 | 93496103 | N | R0
no cord, speed inverted | 06120500-2040 | 06120007-2040 | PUMP,XP2,R0,2.0HP CONT.,230V,60HZ,2SPD,S/C,48"MINI,RW | 2.0 | 140 | 91694201 | 16.7 | 8.6 | 2.6 | 2 | 230 | XP2-552022 | 93526114 | Y | R0
no cord, speed inverted | 06120500-2040 | 06120007-2340 | PUMP,XP2,R0,2.0HP CONT.,230V,60HZ,2SPD,S/C,48"MINI,RW | 2.0 | 140 | 91694201 | 16.7 | 8.6 | 2.6 | 2 | 230 | XP2-552022 | 93526114 | Y | R0
no cord | 06120500-2040 | 06120080-1040 | PUMP,XP2,R0,2.0HP CONT.,230V,60HZ,2SPD,D/C,60"4P | 2.0 | 148 | 91694200 | 16 | 8.5 | 2.8 | 2 | 230 | XP2-552022 | 93496103 | Y | R0
Watkins/Caldera | n/a contact spa manufactuer | 06120181-1040 | PUMP,XP2,R0,2.0HP CONT.,230V,60HZ,2SPD,D/C,60"4P,MNFLD,CALDERA#009014 | 2.0 | 148 | 91694200 | 16 | 8.5 | 2.8 | 2 | 230 | XP2-552022 | 93496103 | Y | R0
Watkins/Caldera | n/a contact spa manufactuer | 06120181-1340 | PUMP,XP2,R0,2.0HP CONT.,230V,60HZ,2SPD,D/C,60"4P,MNFLD,CALDERA#009014 | 2.0 | 148 | 91694200 | 16 | 8.5 | 2.8 | 2 | 230 | XP2-552022 | 93496103 | Y | R0
Watkins/Caldera | n/a contact spa manufactuer | 06120181-1341 | PUMP,XP2,R0,2.0HP CONT.,230V,60HZ,2SPD,D/C,60"4P,MNFLD,CALDERA#009014 | 2.0 | 148 | 91694200 | 16 | 8.5 | 2.8 | 2 | 230 | XP2-552022 | 93496103 | Y | R0
no cord, will have to move to R3 | 06120500-2040 | 06120190-1300 | PUMP,XP2,R3,2.0HP CONT.,230V,60HZ,2SPD,D/C,9&1:30NPSC,SUNDANCE | 2.0 | 148 | 91694200 | 16 | 8.5 | 2.8 | 2 | 230 | XP2-552022 | 93496103 | N | R3
no cord, will have to move to R9 | 06120500-2040 | 06120191-1300 | PUMP,XP2,R9,2.0HP CONT.,230V,60HZ,2SPD,D/C,9&1:30NPSC,SUNDANCE | 2.0 | 148 | 91694200 | 16 | 8.5 | 2.8 | 2 | 230 | XP2-552022 | 93496103 | N | R9
Sundance | n/a contact spa manufactuer | 06120193-2000 | PUMP,XP2,R1:30,2.5HP CONT.,230V,60HZ,2SPD,D/C,T/B,9&1:30NPSC,SUNDANCE | 2.5 |  | 91694252 |  |  |  | 2 | 230 | XP2-632522 | 93526600 | N | R1:30
Sundance | n/a contact spa manufactuer | 06120193-2200 | PUMP,XP2,R1:30,2.5HP CONT.,230V,60HZ,2SPD,D/C,T/B,9&1:30NPSC,SUNDANCE | 2.5 |  | 91694252 |  |  |  | 2 | 230 | XP2-632522 | 93526600 | N | R1:30
Sundance | n/a contact spa manufactuer | 06120195-1200 | *OBS*PUMP,XP2,R1:30,2.0HP CONT.,230V,60HZ,2SPD,D/C,9&1:30NPSC,SUNDANCE | 2.0 |  | 91694200 |  |  |  | 2 | 230 | XP2-552022 | 93496105 | N | R1:30
| 06120500-2040 | 06120298-1040 | PUMP,XP2,R0,2.0HP CONT.,230V,60HZ,2SPD,D/C,PINNACLE | 2.0 | 148 | 91694200 | 16 | 8.5 | 2.8 | 2 | 230 | XP2-552022 | 93496103 | N | R0
| 06120500-2040 | 06120301-2040 | PUMP,XP2,R0,2.0HP CONT.,230V,60HZ,2SPD,S/C,PINNACLE | 2.0 | 130 | 91694200 | 18 | 9.0 | 3.0 | 2 | 230 | XP2-552022 | 93526106 | N | R0
no cord, will have to move to R9 | 06120500-2040 | 06120328-2340 | PUMP,XP2,R9,2.0HP CONT.,230V,60HZ,2SPD,S/C,48"MINI,9&1:30 NPSC | 2.0 | 130 | 91694200 | 18 | 9.0 | 3.0 | 2 | 230 | XP2-552022 | 93526106 | Y | R9
no cord, will have to move to R9 | 06120500-2040 | 06120427-2000 | PUMP,XP2,R9,2.0HP CONT.,230V,60HZ,2SPD,S/C,9&1:30NPSC,SUNDANCE | 2.0 | 130 | 91694200 | 18 | 9.0 | 3.0 | 2 | 230 | XP2-552022 | 93526106 | N | R9
no cord, will have to move to R9 | 06120500-2040 | 06120427-2300 | PUMP,XP2,R9,2.0HP CONT.,230V,60HZ,2SPD,S/C,9&1:30NPSC,SUNDANCE | 2.0 | 130 | 91694200 | 18 | 9.0 | 3.0 | 2 | 230 | XP2-552022 | 93526106 | N | R9
no cord, will have to move to R9 | 06120500-2040 | 06120453-2000 | PUMP,XP2,R9,2.0HP CONT.,230V,60HZ,2SPD,S/C,48"MINI,NPSC @ 9&1:30 | 2.0 | 130 | 91694200 | 18 | 9.0 | 3.0 | 2 | 230 | XP2-552022 | 93526106 | Y | R9
no cord, will have to move to R9 | 06120500-2040 | 06120453-2340 | PUMP,XP2,R9,2.0HP CONT.,230V,60HZ,2SPD,S/C,48"MINI,NPSC @ 9& 1:30 | 2.0 | 130 | 91694200 | 18 | 9.0 | 3.0 | 2 | 230 | XP2-552022 | 93526106 | Y | R9
no cord | 06120500-2040 | 06120459-2040 | PUMP,XP2,R0,2.0HP CONT.,230V,60HZ,2SPD,S/C,36"4P | 2.0 | 130 | 91694200 | 18 | 9.0 | 3.0 | 2 | 230 | XP2-552022 | 93526106 | Y | R0
no cord | 06120500-2040 | 06120459-2340 | PUMP,XP2,R0,2.0HP CONT.,230V,60HZ,2SPD,S/C,36"4P | 2.0 | 130 | 91694200 | 18 | 9.0 | 3.0 | 2 | 230 | XP2-552022 | 93526106 | Y | R0
no cord | 06120500-2040 | 06120485-2040 | PUMP,XP2,R0,2.0HP CONT.,230V,60HZ,2SPD,S/C,60"4P | 2.0 | 130 | 91694200 | 18 | 9.0 | 3.0 | 2 | 230 | XP2-552022 | 93526106 | Y | R0
no cord | 06120500-2040 | 06120485-2340 | PUMP,XP2,R0,2.0HP CONT.,230V,60HZ,2SPD,S/C,60"4P | 2.0 | 130 | 91694200 | 18 | 9.0 | 3.0 | 2 | 230 | XP2-552022 | 93526106 | Y | R0
no cord | 06120500-2040 | 06120489-2340 | PUMP,XP2,R0,2.0HP CONT.,230V,60HZ,2SPD,S/C,48"MINI | 2.0 | 130 | 91694200 | 18 | 9.0 | 3.0 | 2 | 230 | XP2-552022 | 93526106 | Y | R0
| 06120500-2040 | 06120500-2000 | PUMP,XP2,R0,2.0HP CONT.,230V,60HZ,2SPD,S/C,PDC | 2.0 | 130 | 91694200 | 18 | 9.0 | 3.0 | 2 | 230 | XP2-552022 | 93526106 | N | R0
| 06120500-2040 | 06120500-2040 | PUMP,XP2,R0,2.0HP CONT.,230V,60HZ,2SPD,S/C | 2.0 | 130 | 91694200 | 18 | 9.0 | 3.0 | 2 | 230 | XP2-552022 | 93526106 | N | R0
| 06120500-2040 | 06120500-2300 | PUMP,XP2,R0,2.0HP CONT.,230V,60HZ,2SPD,S/C,PDC | 2.0 | 130 | 91694200 | 18 | 9.0 | 3.0 | 2 | 230 | XP2-552022 | 93526106 | N | R0
no cord | 06120500-2040 | 06120511-2340 | PUMP,XP2,R0,2.0HP CONT.,230V,60HZ,2SPD,S/C,79"4P,COLEMAN | 2.0 | 140 | 91694201 | 16.7 | 8.6 | 2.6 | 2 | 230 | XP2-552022 | 93526114 | Y | R0
no cord | 06120500-2040 | 06120608-1040 | PUMP,XP2,R0,2.0HP CONT.,230V,60HZ,2SPD,D/C,36"4P | 2.0 | 148 | 91694200 | 16 | 8.5 | 2.8 | 2 | 230 | XP2-552022 | 93496103 | Y | R0
no cord | 06120500-2040 | 06120608-1340 | PUMP,XP2,R0,2.0HP CONT.,230V,60HZ,2SPD,D/C,36"4P | 2.0 | 148 | 91694200 | 16 | 8.5 | 2.8 | 2 | 230 | XP2-552022 | 93496103 | Y | R0
no cord | 06120500-2040 | 06120608-2300 | PUMP,XP2,R0,2.0HP CONT.,230V,60HZ,2SPD,S/C,36"4P | 2.0 | 140 | 91694201 | 16.7 | 8.6 | 2.6 | 2 | 230 | XP2-552022 | 93526114 | Y | R0
no cord | 06120500-2040 | 06120626-2340 | PUMP,XP2,R0,2.0HP CONT.,230V,60HZ,2SPD,S/C,48"MINI | 2.0 | 122 | 91694200 | 19.0 | 8.6 | 2.6 | 2 | 230 | XP2-552022 | 93526114 | Y | R0
Watkins/Caldera | n/a contact spa manufactuer | 06120717-1300 | *OBS*PUMP,XP2,R0,2.0HP CONT.,230V,60HZ,2SPD,D/C,60",RW,MNFLD,WATKINS#1019801 | 2.0 | 148 | 91694200 | 16 | 8.5 | 2.8 | 1 | 230 | XP2-552012 | 93496103 | Y | R0
Watkins/Caldera | n/a contact spa manufactuer | 06120731-1300 | *OBS*PUMP,XP2,R0,2.0HP CONT.,230V,60HZ,2SPD,D/C,60",MNFLD,WATKINS#39581 | 2.0 | 148 | 91694200 | 16 | 8.5 | 2.8 | 2 | 230 | XP2-552022 | 93496103 | Y | R0
Watkins/Caldera | n/a contact spa manufactuer | 06120731-1340 | *OBS*PUMP,XP2,R0,2.0HP CONT.,230V,60HZ,2SPD,D/C,60",MNFLD,WATKINS#39581 | 2.0 | 148 | 91694200 | 16 | 8.5 | 2.8 | 2 | 230 | XP2-552022 | 93496103 | Y | R0
Watkins/Caldera | n/a contact spa manufactuer | 06120732-1300 | PUMP,XP2,R9,2.0HP CONT.,230V,60HZ,2SPD,D/C,60",RW/BLCK-HI,MNFLD,WATKINS#39581-01 | 2.0 | 148 | 91694200 | 16 | 8.5 | 2.8 | 2 | 230 | XP2-552022 | 93496103 | Y | R9
no cord | 06120500-2040 | 06120799-2040 | PUMP,XP2,R0,2.0HP CONT.,230V,60HZ,2SPD,S/C,4302 IMP | 2.0 | 135 | 91694302 | 18.0 | 9.0 | 3.1 | 2 | 230 | XP2-552022 | 93526106 | N | R0
no cord, speed inverted | 06120500-2040 | 06120826-1340 | PUMP,XP2,R0,2.0HP CONT.,230V,60HZ,2SPD,D/C,60"4PRW,SUN BELT | 2.0 | 148 | 91694200 | 16 | 8.5 | 2.8 | 2 | 230 | XP2-552022 | 93496103 | Y | R0
Watkins/Caldera | n/a contact spa manufactuer | 06120854-1300 | *OBS*PUMP,XP2,R0,2.0HP CONT.,230V,60HZ,2SPD,D/C,40",MNFLD,RW,WATKINS#0982701 | 2.0 | 148 | 91694200 | 16 | 8.5 | 2.8 | 2 | 230 | XP2-552022 | 93496103 | Y | R0
Watkins/Caldera | n/a contact spa manufactuer | 06120854-1340 | *OBS*PUMP,XP2,R0,2.0HP CONT.,230V,60HZ,2SPD,D/C,40",MNFLD,RW,WATKINS#0982701 | 2.0 | 148 | 91694200 | 16 | 8.5 | 2.8 | 2 | 230 | XP2-552022 | 93496103 | Y | R0
Watkins/Caldera | n/a contact spa manufactuer | 06124717-1300 | PUMP,XP2,R0,2.0HP CONT.,230V,60HZ,2SPD,D/C,60",RW/BLCK-HI,MNFLD,WATKINS#1019801 | 2.0 | 135 | 91694204 | 17 | 8.5 | 2.8 | 2 | 230 | XP2-552022 | 93496103 | Y | R0
Watkins/Caldera | n/a contact spa manufactuer | 06124854-1300 | *OBS*PUMP,XP2,R0,2.0HP CONT.,230V,60HZ,2SPD,D/C,40",MNFLD,RW,WATKINS#0982701 | 2.0 | 135 | 91694204 | 17 | 8.5 | 2.8 | 2 | 230 | XP2-552022 | 93496103 | Y | R0
| 06125000-1040 | 06125000-1040 | PUMP,XP2,R0,2.5HP CONT.,230V,60HZ,2SPD,D/C | 2.5 | 140 | 91694251 | 21.3 | 10.2 | 3.2 | 2 | 230 | XP2-552522 | 93496150 | N | R0
| 06125000-1040 | 06125032-1300 | PUMP,XP2,R0,2.5HP CONT.,230V,60HZ,2SPD,D/C,SUNDANCE | 2.5 | 140 | 91694251 | 21.3 | 10.2 | 3.2 | 2 | 230 | XP2-552522 | 93496150 | N | R0
no cord | 06125000-1040 | 06125080-1040 | PUMP,XP2,R0,2.5HP CONT.,230V,60HZ,2SPD,D/C,60"4P | 2.5 | 140 | 91694251 | 21.3 | 10.2 | 3.2 | 2 | 230 | XP2-552522 | 93496150 | Y | R0
no cord | 06125000-1040 | 06125080-1340 | PUMP,XP2,R0,2.5HP CONT.,230V,60HZ,2SPD,D/C,60"4P | 2.5 | 140 | 91694251 | 21.3 | 10.2 | 3.2 | 2 | 230 | XP2-552522 | 93496150 | Y | R0
no cord, will have to move to R3 | 06125000-1040 | 06125169-1340 | PUMP,XP2,R3,2.5HP CONT.,230V,60HZ,2SPD,D/C,79"MINI9&1:30NPSC,COLEMAN | 2.5 | 140 | 91694251 | 21.3 | 10.2 | 3.2 | 2 | 230 | XP2-552522 | 93496150 | Y | R3
Watkins/Caldera | n/a contact spa manufactuer | 06125181-1340 | PUMP,XP2,R0,2.5HP CONT.,230V,60HZ,2SPD,D/C,60"4P,MNFLDCALDERA#009016 | 2.5 | 140 | 91694251 | 21.3 | 10.2 | 3.2 | 2 | 230 | XP2-552522 | 93496150 | Y | R0
no cord, will have to move to R3 | 06125000-1040 | 06125190-1300 | PUMP,XP2,R3,2.5HP CONT.,230V,60HZ,2SPD,D/C,9&1:30NPSC,SUNDANCE | 2.5 | 140 | 91694251 | 21.3 | 10.2 | 3.2 | 2 | 230 | XP2-552522 | 93496150 | N | R3
Sundance | n/a contact spa manufactuer | 06125198-2200 | PUMP,XP2,R0,7:30,2.5HP CONT.,230V,60HZ,2SPD,D/C,T/B,9&1:30NPSC,SUNDANCE | 2.5 |  | 91694252 |  |  |  | 2 | 230 | XP2-632522 | 93526600 | N | R0
Sundance | n/a contact spa manufactuer | 06125198-2300 | PUMP,XP2,R0,7:30,2.5HP CONT.,230V,60HZ,2SPD,D/C,T/B,9&1:30NPSC,SUNDANCE | 2.5 |  | 91694252 |  |  |  | 2 | 230 | XP2-632522 | 93526600 | N | R0
no cord | 06125000-1040 | 06125275-1040 | PUMP,XP2,R0,2.5HP CONT.,230V,60HZ,2SPD,D/C,79"4P,COLEMAN | 2.5 | 140 | 91694251 | 21.3 | 10.2 | 3.2 | 2 | 230 | XP2-552522 | 93496150 | Y | R0
no cord | 06125000-1040 | 06125275-1340 | PUMP,XP2,R0,2.5HP CONT.,230V,60HZ,2SPD,D/C,79"4P,COLEMAN | 2.5 | 140 | 91694251 | 21.3 | 10.2 | 3.2 | 2 | 230 | XP2-552522 | 93496150 | Y | R0
no cord, will have to move to R3 | 06125000-1040 | 06125283-1040 | PUMP,XP2,R3,2.5HP CONT.,230V,60HZ,2SPD,D/C,79"4P,9&1:30NPSC,COLEMAN | 2.5 | 140 | 91694251 | 21.3 | 10.2 | 3.2 | 2 | 230 | XP2-552522 | 93496150 | Y | R3
no cord, will have to move to R3 | 06125000-1040 | 06125283-1340 | PUMP,XP2,R3,2.5HP CONT.,230V,60HZ,2SPD,D/C,79"4P,9&1:30NPSC,COLEMAN | 2.5 | 140 | 91694251 | 21.3 | 10.2 | 3.2 | 2 | 230 | XP2-552522 | 93496150 | Y | R3
| 06125000-1040 | 06125298-1040 | PUMP,XP2,R0,2.5HP CONT.,230V,60HZ,2SPD,D/C,PINNACLE | 2.5 | 140 | 91694251 | 21.3 | 10.2 | 3.2 | 2 | 230 | XP2-552522 | 93496150 | N | R0
| 06125000-1040 | 06125301-2040 | PUMP,XP2,R0,2.5HP CONT.,230V,60HZ,2SPD,S/C,PINNACLE | 2.5 | 140 | 91694251 | 21.4 | 10.0 | 3.0 | 2 | 230 | XP2-552522 | 93526151 | N | R0
no cord | 06125000-1040 | 06125385-2040 | PUMP,XP2,R0,2.5HP CONT.,230V,60HZ,2SPD,S/C,120"4P,COLEMAN | 2.5 | 140 | 91694251 | 21.4 | 10.0 | 3.0 | 2 | 230 | XP2-552522 | 93526151 | Y | R0
no cord | 06125000-1040 | 06125385-2340 | PUMP,XP2,R0,2.5HP CONT.,230V,60HZ,2SPD,S/C,120"4P,COLEMAN | 2.5 | 140 | 91694251 | 21.4 | 10.0 | 3.0 | 2 | 230 | XP2-552522 | 93526151 | Y | R0
| 06125000-1040 | 06125395-2040 | PUMP,XP2,R0,2.5HP CONT.,230V,60HZ,2SPD,S/C | 2.5 | 140 | 91694251 | 21.4 | 10.0 | 3.0 | 2 | 230 | XP2-552522 | 93526151 | N | R0
| 06125000-1040 | 06125395-2340 | PUMP,XP2,R0,2.5HP CONT.,230V,60HZ,2SPD,S/C | 2.5 | 140 | 91694251 | 21.4 | 10.0 | 3.0 | 2 | 230 | XP2-552522 | 93526151 | N | R0
| 06125000-1040 | 06125435-2040 | PUMP,XP2,R0,2.5HP CONT.,230V,60HZ,2SPD,S/C,TRM IMP | 2.5 | 134 | 91694253 | 21.4 | 10.7 | 3.2 | 2 | 230 | XP2-552522 | 93526151 | N | R0
will have to move to R9 | 06125000-1040 | 06125444-2040 | PUMP,XP2,R9,2.5HP CONT.,230V,60HZ,2SPD,S/C,9&1:30NPSC | 2.5 | 140 | 91694251 | 21.4 | 10.0 | 3.0 | 2 | 230 | XP2-552522 | 93526151 | N | R9
will have to move to R9 | 06125000-1040 | 06125444-2340 | PUMP,XP2,R9,2.5HP CONT.,230V,60HZ,2SPD,S/C,9&1:30NPSC | 2.5 | 140 | 91694251 | 21.4 | 10.0 | 3.0 | 2 | 230 | XP2-552522 | 93526151 | N | R9
no cord, will have to move to R9 | 06125000-1040 | 06125453-2000 | PUMP,XP2,R9,2.5HP CONT.,230V,60HZ,2SPD,S/C,48"MINI,1:30&9NPSC | 2.5 | 140 | 91694251 | 21.4 | 10.0 | 3.0 | 2 | 230 | XP2-552522 | 93526151 | Y | R9
no cord, will have to move to R9 | 06125000-1040 | 06125453-2040 | PUMP,XP2,R9,2.5HP CONT.,230V,60HZ,2SPD,S/C,48"MINI,1:30&9NSPC | 2.5 | 140 | 91694251 | 21.4 | 10.0 | 3.0 | 2 | 230 | XP2-552522 | 93526151 | Y | R9
no cord, will have to move to R9 | 06125000-1040 | 06125453-2340 | PUMP,XP2,R9,2.5HP CONT.,230V,60HZ,2SPD,S/C,48"MINI,1:30&9NPSC | 2.5 | 140 | 91694251 | 21.4 | 10.0 | 3.0 | 2 | 230 | XP2-552522 | 93526151 | Y | R9
no cord | 06125000-1040 | 06125459-2040 | PUMP,XP2,R0,2.5HP CONT.,230V,60HZ,2SPD,S/C,36"4P | 2.5 | 140 | 91694251 | 21.4 | 10.0 | 3.0 | 2 | 230 | XP2-552522 | 93526151 | Y | R0
no cord | 06125000-1040 | 06125474-2040 | PUMP,XP2,R0,2.5HP CONT.,230V,60HZ,2SPD,S/C,79"4P,COLEMAN | 2.5 | 140 | 91694251 | 21.4 | 10.0 | 3.0 | 2 | 230 | XP2-552522 | 93526151 | Y | R0
no cord | 06125000-1040 | 06125474-2340 | PUMP,XP2,R0,2.5HP CONT.,230V,60HZ,2SPD,S/C,79"4P,COLEMAN | 2.5 | 140 | 91694251 | 21.4 | 10.0 | 3.0 | 2 | 230 | XP2-552522 | 93526151 | Y | R0
no cord | 06125000-1040 | 06125485-2040 | PUMP,XP2,R0,2.5HP CONT.,230V,60HZ,2SPD,S/C,60"4P | 2.5 | 140 | 91694251 | 21.4 | 10.0 | 3.0 | 2 | 230 | XP2-552522 | 93526151 | Y | R0
| 06125000-1040 | 06125512-2340 | PUMP,XP2,R3,2.5HP CONT.,230V,60HZ,2SPD,S/C,FINEDTUNEDIMP,NPSC@1:30 | 2.5 | 134 | 91694253 | 21.4 | 10.7 | 3.2 | 2 | 230 | XP2-552522 | 93526151 | N | R3
no cord | 06125000-1040 | 06125608-1040 | PUMP,XP2,R0,2.5HP CONT.,230V,60HZ,2SPD,D/C,36"4P | 2.5 | 140 | 91694251 | 21.3 | 10.2 | 3.2 | 2 | 230 | XP2-552522 | 93496150 | Y | R0
no cord | 06125000-1040 | 06125608-1300 | PUMP,XP2,R0,2.5HP CONT.,230V,60HZ,2SPD,D/C,36"4P | 2.5 | 140 | 91694251 | 21.3 | 10.2 | 3.2 | 2 | 230 | XP2-552522 | 93496150 | Y | R0
no cord, will have to move to R9 | 06125000-1040 | 06125624-1000 | PUMP,XP2,R9,2.5HP CONT.,2SP,230V,60HZ,2SPD,D/C,9&1:30NPSC,48"MINI | 2.5 | 140 | 91694251 | 21.3 | 10.2 | 3.2 | 2 | 230 | XP2-552522 | 93496150 | Y | R9
Watkins/Caldera | n/a contact spa manufactuer | 06125717-1300 | *OBS*PUMP,XP2,R0,2.5HP CONT.,230V,60HZ,2SPD,D/C,60",RW,MNFLD,WATKINS#1019701 | 2.5 | 140 | 91694251 | 21.3 | 10.2 | 3.2 | 2 | 230 | XP2-552522 | 93496150 | Y | R0
Watkins/Caldera | n/a contact spa manufactuer | 06125731-1300 | *OBS*PUMP,XP2,R0,2.5HP CONT.,230V,60HZ,2SPD,D/C,60",MNFLD,WATKINS#39582 | 2.5 | 140 | 91694251 | 21.3 | 10.2 | 3.2 | 2 | 230 |  | 93496150 | Y | R0
Watkins/Caldera | n/a contact spa manufactuer | 06125731-1340 | *OBS*PUMP,XP2,R0,2.5HP CONT.,230V,60HZ,2SPD,D/C,60",MNFLD,WATKINS#39582 | 2.5 | 140 | 91694251 | 21.3 | 10.2 | 3.2 | 2 | 230 | XP2-552522 | 93496150 | Y | R0
no cord | 06125000-1040 | 06125745-2340 | PUMP,XP2,R0,2.5HP CONT.,230V,60HZ,2SPD,S/C,79"MINI,COLEMAN | 2.5 | 140 | 91694251 | 21.4 | 10.0 | 3.0 | 2 | 230 | XP2-552522 | 93526151 | Y | R0
no cord | 06125000-1040 | 06125746-2340 | PUMP,XP2,R0,2.5HP CONT.,230V,60HZ,2SPD,120"MINI,COLEMAN | 2.5 | 140 | 91694251 | 21.4 | 10.0 | 3.0 | 2 | 230 | XP2-552522 | 93526151 | Y | R0
Watkins/Caldera | n/a contact spa manufactuer | 06125854-1300 | PUMP,XP2,R0,2.5HP CONT.,230V,60HZ,2SPD,D/C,60",MNFLD,RW/BLCK-HI,WATKINS#0982601 | 2.5 | 140 | 91694251 | 21.3 | 10.2 | 3.2 | 2 | 230 | XP2-552522 | 93496150 | Y | R0
Watkins/Caldera | n/a contact spa manufactuer | 06125854-1340 | *OBS*PUMP,XP2,R0,2.5HP CONT.,230V,60HZ,2SPD,D/C,40",MNFLD,BLK-HI,WATKINS#0982601 | 2.5 | 140 | 91694251 | 21.3 | 10.2 | 3.2 | 2 | 230 | XP2-552522 | 93496150 | Y | R0
no cord | 06125000-1040 | 06125883-1340 | PUMP,XP2,R0,2.5HP CONT.,230V,60HZ,2SPD,D/C,79"MINI,COLEMAN | 2.5 | 140 | 91694251 | 21.3 | 10.2 | 3.2 | 2 | 230 | XP2-552522 | 93496150 | Y | R0
no cord | 06125000-1040 | 06126001-2040 | PUMP,XP2,R0,2.5HP CONT.,230V,60HZ,2SPD,S/C,48"4P | 2.5 | 140 | 91694251 | 21.4 | 10.0 | 3.0 | 2 | 230 | XP2-552522 | 93526151 | Y | R0
no cord | 06125000-1040 | 06126489-2040 | PUMP,XP2,R0,2.5HP CONT.,230V,60HZ,2SPD,S/C,48"MINI | 2.5 | 140 | 91694251 | 21.4 | 10.0 | 3.0 | 2 | 230 | XP2-552522 | 93526151 | Y | R0
| 06130395-2040 | 06130000-1040 | *OBS*PUMP,XP2,R0,3.0HP CONT.,230V,60HZ,2SPD,D/C | 3.0 |  | 91694301 |  |  |  | 2 | 230 | XP2-553022 | 93497110 | N | R0
no cord | 06130395-2040 | 06130080-1040 | *OBS*PUMP,XP2,R0,3.0HP CONT.,230V,60HZ,2SPD,D/C,60"4P | 3.0 |  | 91694301 |  |  |  | 2 | 230 | XP2-553022 | 93497110 | Y | R0
| 06130395-2040 | 06130301-2040 | PUMP,XP2,R0,3.0HP CONT.,230V,60HZ,2SPD,S/C,PINNACLE | 3.0 | 150 | 91694301 | 23.6 | 11.4 | 3.3 | 2 | 230 | XP2-553022 | 93527111 | N | R0
no cord | 06130395-2040 | 06130308-2340 | PUMP,56FR,XP2,R0,3.0HP CONT.,230V,60HZ,2SPD,S/C,79"4P,COLEMAN | 3.0 | 185 | 91694300 | 19.6 | 13.0 | 3.7 | 2 | 230 | XP2-633022 | 93526850 | Y | R0
no cord | 06130395-2040 | 06130310-2040 | PUMP,56FR,XP2,R0,3.0HP CONT.,230V,60HZ,2SPD,S/C,120"4P,COLEMAN | 3.0 | 185 | 91694300 | 19.6 | 13.0 | 3.7 | 2 | 230 | XP2-633022 | 93526850 | Y | R0
no cord | 06130395-2040 | 06130310-2340 | PUMP,56FR,XP2,R0,3.0HP CONT.,230V,60HZ,2SPD,S/C,120"4P,COLEMAN | 3.0 | 185 | 91694300 | 19.6 | 13.0 | 3.7 | 2 | 230 | XP2-633022 | 93526850 | Y | R0
no cord, speed inverted, will have to move to R3 | 06130395-2040 | 06130322-2040 | PUMP,XP2,R3,3.0HP CONT.,230V,60HZ,2SPD,S/C,48"MINI,RW R>LO,B>HI,9&1:30NPSC | 3.0 | 150 | 91694301 | 23.6 | 11.4 | 3.3 | 2 | 230 | XP2-553022 | 93527111 | Y | R3
no cord, speed inverted, will have to move to R3 | 06130395-2040 | 06130394-2040 | PUMP,XP2,R3,3.0HP CONT.,230V,60HZ,2SPD,S/C,36"4P,RW/BLCK-HI,9&1:30NPSC | 3.0 | 150 | 91694301 | 23.6 | 11.4 | 3.3 | 2 | 230 | XP2-553022 | 93527111 | Y | R3
no cord, speed inverted, will have to move to R3 | 06130395-2040 | 06130394-2340 | PUMP,XP2,R3,3.0HP CONT.,230V,60HZ,2SPD,S/C,36"4P,RW,9&1:30NPSC, | 3.0 | 150 | 91694301 | 23.6 | 11.4 | 3.3 | 2 | 230 | XP2-553022 | 93527111 | Y | R3
no cord, speed inverted, will have to move to R3 | 06130395-2040 | 06130394-2385 | PUMP,XP2,R3,3.0HP CONT.,230V,60HZ,2SPD,S/C,36"4P,RW,9&1:30NPSC | 3.0 | 150 | 91694301 | 23.6 | 11.4 | 3.3 | 2 | 230 | XP2-553022 | 93527111 | Y | R3
| 06130395-2040 | 06130395-2040 | PUMP,XP2,R0,3.0HP CONT.,230V,60HZ,2SPD,S/C | 3.0 | 150 | 91694301 | 23.6 | 11.4 | 3.3 | 2 | 230 | XP2-553022 | 93527111 | N | R0
| 06130395-2040 | 06130395-2340 | PUMP,XP2,R0,3.0HP CONT.,230V,60HZ,2SPD,S/C | 3.0 | 150 | 91694301 | 23.6 | 11.4 | 3.3 | 2 | 230 | XP2-553022 | 93527111 | N | R0
no cord, will have to move to R9 | 06130395-2040 | 06130453-2000 | PUMP,XP2,R9,3.0HP CONT.,230V,60HZ,2SPD,S/C,48"MINI,9&1:30NPSC | 3.0 | 150 | 91694301 | 23.6 | 11.4 | 3.3 | 2 | 230 | XP2-553022 | 93527111 | Y | R9
no cord, will have to move to R9 | 06130395-2040 | 06130453-2040 | PUMP,XP2,R9,3.0HP CONT.,230V,60HZ,2SPD,S/C,48"MINI,9&1:30NPSC | 3.0 | 150 | 91694301 | 23.6 | 11.4 | 3.3 | 2 | 230 | XP2-553022 | 93527111 | Y | R9
no cord, will have to move to R9 | 06130395-2040 | 06130453-2340 | PUMP,XP2,R9,3.0HP CONT.,230V,60HZ,2SPD,S/C,48"MINI,9&1:30NPSC | 3.0 | 153 | 91694300 | 23.8 | 11.2 | 3.0 | 2 | 230 | XP2-553022 | 93527111 | Y | R9
no cord | 06130395-2040 | 06130459-2040 | PUMP,XP2,R0,3.0HP CONT.,230V,60HZ,2SPD,S/C,36"4P | 3.0 | 150 | 91694301 | 23.6 | 11.4 | 3.3 | 2 | 230 | XP2-553022 | 93527111 | Y | R0
no cord | 06130395-2040 | 06130485-2040 | PUMP,XP2,R0,3.0HP CONT.,230V,60HZ,2SPD,S/C,60"4P | 3.0 | 150 | 91694301 | 23.6 | 11.4 | 3.3 | 2 | 230 | XP2-553022 | 93527111 | Y | R0
no cord | 06130395-2040 | 06130521-1040 | *OBS*PUMP,XP2,R0,3.0HP CONT.,230V,60HZ,2SPD,D/C,36"4P | 3.0 |  | 91694301 |  |  |  | 2 | 230 | XP2-553022 | 93497110 | Y | R0
no cord, will have to move to R9 | 06130395-2040 | 06130624-1000 | *OBS*PUMP,XP2,R9,3.0HP CONT.,230V,60HZ,2SPD,D/C,48"MINI | 3.0 |  | 91694301 |  |  |  | 2 | 230 | XP2-553022 | 93497110 | Y | R9
no cord, xp2e | 05334012-2040 | 06130760-2340 | PUMP,56FR,XP2,R0,3.0HP CONT.,230V,60HZ,2SPD,S/C,120"MINI,COLEMAN | 3.0 | 185 | 91694300 | 19.6 | 13.0 | 3.7 | 2 | 230 | XP2-633022 | 93526850 | Y | R0
1HP n/a use 1,5HP | 06115000-1040 | 06210000-2040 | PUMP,XP2,R0,1.0HP CONT.,115V,60HZ,2SPD,D/C | 1.0 | 77 | 91694110 | 16 | 11.0 | 2.9 | 2 | 115 | XP2-551021 | 93523340 | N | R0
no cord, will have to move to R9, 1HP n/a use 1,5HP | 06115000-1040 | 06210001-2040 | PUMP,XP2,R9,1.5MBHP,115V,60HZ,2SPD,D/C,120"4P,9&6 NPSC | 1.0 | 77 | 91694110 | 16 | 11.0 | 2.9 | 2 | 115 | XP2-551021 | 93523340 | Y | R9
no cord, will have to move to R9, 1HP n/a use 1,5HP | 06115000-1040 | 06210001-2300 | PUMP,XP2,R9,1.5MBHP,115V,60HZ,2SPD,D/C,120"4P,NPSC@9&6 | 1.0 | 77 | 91694110 | 16 | 11.0 | 2.9 | 2 | 115 | XP2-551021 | 93523340 | Y | R9
no cord, will have to move to R9, 1HP n/a use 1,5HP | 06115000-1040 | 06210001-2340 | PUMP,XP2,R9,1.5MBHP,115V,60HZ,2SPD,D/C,120"4P,NPSC@9&6 | 1.0 | 77 | 91694110 | 16 | 11.0 | 2.9 | 2 | 115 | XP2-551021 | 93523340 | Y | R9
1HP n/a use 1,5HP | 06115000-1040 | 06210002-1000 | PUMP,XP2,R0,1.0HP CONT.,115V,60HZ,2SPD,D/C | 1.0 | 95 | 91694110 | 12 | 11.0 | 2.9 | 2 | 115 | XP2-551021 | 93493341 | N | R0
1HP n/a use 1,5HP | 06115000-1040 | 06210002-1300 | PUMP,XP2,R0,1.0HP CONT.,115V,60HZ,2SPD,D/C | 1.0 | 95 | 91694110 | 12 | 11.0 | 2.9 | 2 | 115 | XP2-551021 | 93493341 | N | R0
Watkins/Caldera | n/a contact spa manufactuer | 06210049-1300 | *OBS*PUMP,XP2,R0,1.0HP CONT.,115V,60HZ,2SPD,D/C,48",MNFLD,WATKINS | 1.0 | 95 | 91694110 | 12 | 11.0 | 2.9 | 2 | 115 | XP2-551021 | 93493341 | Y | R0
Watkins/Caldera | n/a contact spa manufactuer | 06210049-2000 | PUMP,XP2,R0,1.0HP CONT.,115V,60HZ,2SPD,D/C,60",RW/BLK-HI,MNFLD,HSS,WATKINS | 1.0 | 77 | 91694110 | 16 | 11.0 | 2.9 | 2 | 115 | XP2-551021 | 93523340 | Y | R0
Watkins/Caldera | n/a contact spa manufactuer | 06210049-2300 | PUMP,XP2,R0,1.0HP CONT.,115V,60HZ,2SPD,D/C,HSS,60",MNFLD,WATKINS,RW BLK-HI | 1.0 | 77 | 91694110 | 16 | 11.0 | 2.9 | 2 | 115 | XP2-551021 | 93523340 | Y | R0
no cord, 1HP n/a use 1,5HP | 06115000-1040 | 06210611-2310 | *OBS*PUMP,XP2,R0,1.0HP CONT.,115V,60HZ,2SPD,D/C,60"4P | 1.0 | [5 empty] | 2 | 115 | XP2-551021 |  | Y | R0
no cord, 1HP n/a use 1,5HP | 06115000-1040 | 06210611-2340 | PUMP,XP2,R0,1.0HP CONT.,115V,60HZ,2SPD,D/C,60"4P | 1.0 | 77 | 91694110 | 16 | 11.0 | 2.9 | 2 | 115 | XP2-551021 | 93523340 | Y | R0
Watkins/Caldera | n/a contact spa manufactuer | 06210739-2300 | PUMP,XP2,R3,1.0HP CONT.,115V,60HZ,2SPD,D/C,60",RW/BLK-HI,MNFLD,HSS,WATKINS#39827 | 1.0 | 77 | 91694110 | 16 | 11.0 | 2.9 | 2 | 115 | XP2-551021 | 93523340 | Y | R3
no cord | 1/4 HP n/a anymore | 06326896-1500 | *OBS*PUMP,XP2,R0,1/4HP CONT.,115V,60HZ,1SPD,D/C,60"4P,9&6NPSC,VITON | 1/4 | 72 | 91694251 | 5.0 | 2.5 | n/a | 1 | 115 | XP2-550411 | 93499802 | Y | R0
no cord, 2 speed motor, 1HP n/a use 1,5HP | 06115000-1040 | 06510001-2340 | PUMP,XP2,R0,1.5MBHP,115V,60HZ,1SPD,S/C,48"4P | 1.0 | 80 | 91694110 | 15 | 11.3 | n/a | 1 | 115 | XP2-551011 | 93523005 | Y | R0
2speed motor, 1HP n/a use 1,5HP | 06115517-2040 | 06510005-2040 | PUMP,XP2,R0,1.5MBHP,230V,60HZ,1SPD,D/C | 1.0 | 96 | 91694110 | 11.6 | 5.8 | n/a | 1 | 230 | XP2-551012 | 93523050 | N | R0
2speed motor, 1HP n/a use 1,5HP | 06115517-2040 | 06510005-2340 | PUMP,XP2,R0,1.5MBHP,230V,60HZ,1SPD,D/C | 1.0 | 96 | 91694110 | 11.6 | 5.8 | n/a | 1 | 230 | XP2-551012 | 93523050 | N | R0
no cord, 2speed | 06115517-2040 | 06515001-2300 | PUMP,XP2,R0,2.0MBHP,D/V,230V,60HZ,1SPD,S/C,60"4P,VITON,KYNAR HSD,MARQUIS | 1.5 | 116 | 91694150 | 15.4 | 8.0 | n/a | 1 | 230 | XP2-551512 | 93525003 | Y | R0
no cord, 2speed | 06115517-2040 | 06515002-1300 | PUMP,XP2,R0,2.0MBHP,D/V,230V,60HZ,1SPD,S/C,60"4P,VITON,MARQUIS | 1.5 | 115 | 91694150 | 15.5 | 8.0 | n/a | 1 | 230 | XP2-551512 | 93495001 | Y | R0
no cord, 2speed | 06115517-2040 | 06515002-2300 | PUMP,XP2,R0,2.0MBHP,D/V,230V,60HZ,1SPD,S/C,60"4P,VITON,MARQUIS | 1.5 | 116 | 91694150 | 15.4 | 8.0 | n/a | 1 | 230 | XP2-551512 | 93525003 | Y | R0
no cord, 2speed | 06115517-2040 | 06515028-2000 | PUMP,XP2,R0,2.0MBHP,230V,60HZ,1SPD,D/C,60"4P | 1.5 | 115 | 91694150 | 15 | 7.5 | n/a | 1 | 230 | XP2-551512 | 93525015 | Y | R0
no cord, 2speed | 06115517-2040 | 06515092-1040 | PUMP,XP2,R0,2.0MBHP,D/V,230V,60HZ,1SPD,D/C,36"4P | 1.5 | 115 | 91694150 | 15.5 | 8.0 | n/a | 1 | 230 | XP2-551512 | 93495001 | Y | R0
no cord, 2speed | 06115517-2040 | 06515092-1340 | PUMP,XP2,R0,2.0MBHP,D/V,230V,60HZ,1SPD,D/C,36"4P | 1.5 | 115 | 91694150 | 15.5 | 8.0 | n/a | 1 | 230 | XP2-551512 | 93495001 | Y | R0
no cord, 2speed, will have to move to R3 | 06115517-2040 | 06515093-2300 | PUMP,XP2,R3,2.0MBHP,D/V,230V,60HZ,1SPD,D/C,36"4P,9&1:30NPSC | 1.5 | 115 | 91694150 | 15 | 7.5 | n/a | 1 | 230 | XP2-551512 | 93525015 | Y | R3
no cord, 2speed, will have to move to R3 | 06115517-2040 | 06515286-1040 | PUMP,XP2,R3,2.0MBHP,D/V,230V,60HZ,1SPD,D/C,60"3P,9&1:30NPSC | 1.5 | 115 | 91694150 | 15.5 | 8.0 | n/a | 1 | 230 | XP2-551512 | 93495001 | Y | R3
no cord, 2speed, will have to move to R3 | 06115517-2040 | 06515286-1340 | PUMP,XP2,R3,2.0MBHP,D/V,230V,60HZ,1SPD,D/C,60"3P,9&1:30NPSC | 1.5 | 115 | 91694150 | 15.5 | 8.0 | n/a | 1 | 230 | XP2-551512 | 93495001 | Y | R3
no cord, 2speed, will have to move to R3 | 06115517-2040 | 06515286-2040 | PUMP,XP2,R3,2.0MBHP,D/V,230V,60HZ,1SPD,D/C,60"3P,9&1:30NPSC | 1.5 | 115 | 91694150 | 15 | 7.5 | n/a | 1 | 230 | XP2-551512 | 93525015 | Y | R3
no cord, 2speed, will have to move to R3 | 06115517-2040 | 06515286-2340 | PUMP,XP2,R3,2.0MBHP,D/V,230V,60HZ,1SPD,D/C,60"3P | 1.5 | 115 | 91694150 | 15 | 7.5 | n/a | 1 | 230 | XP2-551512 | 93525015 | Y | R3
no cord, 2speed | 06115000-1040 | 06515292-1340 | PUMP,XP2,R0,2.0MBHP,D/V,115V,60HZ,1SPD,D/C,48"MINI | 1.5 | 110 | 91694150 | 15.5 | 16.0 | n/a | 1 | 115 | XP2-551511 | 93495001 | Y | R0
no cord, 2speed, will have to move to R9 | 06115517-2040 | 06515367-2340 | PUMP,XP2,R9,2.0MBHP,D/V,230V,60HZ,1SPD,S/C,48"MINI,1:30NPT,9NPSC | 1.5 | 116 | 91694150 | 15.4 | 8.0 | n/a | 1 | 230 | XP2-551512 | 93525003 | Y | R9
2speed motor | 06115517-2040 | 06515517-2040 | PUMP,XP2,R0,2.0MBHP,230V,60HZ,1SPD,S/C | 1.5 | 116 | 91694150 | 15.4 | 8.0 | n/a | 1 | 230 | XP2-551512 | 93525003 | N | R0
no cord, 2speed | 06115517-2040 | 06515663-1300 | PUMP,XP2,R0,2.0MBHP,D/V,230V,60HZ,1SPD,D/C,60"4P,VITON | 1.5 | 115 | 91694150 | 15.5 | 8.0 | n/a | 1 | 230 | XP2-551512 | 93495001 | Y | R0
no cord, 2speed | 06115517-2040 | 06515663-2300 | PUMP,XP2,R0,2.0MBHP,D/V,230V,60HZ,1SPD,S/C,60"4P,VITON | 1.5 | 116 | 91694150 | 15.4 | 8.0 | n/a | 1 | 230 | XP2-551512 | 93525003 | Y | R0
no cord, 2speed | 06115517-2040 | 06515663-2340 | PUMP,XP2,R0,2.0MBHP,D/V,230V,60HZ,1SPD,S/C,60"4P,VITON | 1.5 | 116 | 91694150 | 15.4 | 8.0 | n/a | 1 | 230 | XP2-551512 | 93525003 | Y | R0
no cord, 2speed | 06115000-1040 | 06515665-2040 | PUMP,XP2,R0,2.0MBHP,D/V,115V,60HZ,1SPD,S/C,36"4P | 1.5 | 115 | 91694150 | 15 | 16.6 | n/a | 1 | 115 | XP2-551511 | 93525003 | Y | R0
no cord, 2speed, will have to move to R9 | 06115000-1040 | 06515688-2040 | PUMP,XP2,R9,2.0MBHP,D/V,115V,60HZ,1SPD,S/C,48"MINI,1:30NPT,9NPSC | 1.5 | 115 | 91694150 | 15 | 16.6 | n/a | 1 | 115 | XP2-551511 | 93525003 | Y | R9
no cord, 2speed, speed inverted | 06115517-2040 | 06515699-2340 | PUMP,XP2,R0,2.5MBHP,D/V,230V,60HZ,1SPD,S/C,48"MINI,BLK-HOT,CUT RED | 1.5 | 116 | 91694150 | 15.4 | 8.0 | n/a | 1 | 230 | XP2-551512 | 93525003 | Y | R0
no cord, 2speed, will have to move to R3 | 06115517-2040 | 06515874-1300 | PUMP,XP2,R3,2.0MBHP,D/V,230V,60HZ,1SPD,D/C,36"4P,9NPT,1:30NPSC | 1.5 | 115 | 91694150 | 15.5 | 8.0 | n/a | 1 | 230 | XP2-551512 | 93495001 | Y | R3
no cord, 2speed, will have to move to R3 | 06115517-2040 | 06515874-2300 | PUMP,XP2,R3,2.0MBHP,D/V,230V,60HZ,1SPD,D/C,36"4P,9NPT,1:30NPSC | 1.5 | 115 | 91694150 | 15 | 7.5 | n/a | 1 | 230 | XP2-551512 | 93525015 | Y | R3
no cord, 2speed, will have to move to R3 | 06115517-2040 | 06515880-1300 | PUMP,XP2,R3,2.0MBHP,D/V,230V,60HZ,1SPD,D/C,60"4P,9&1:30NPSC,VITON | 1.5 | 115 | 91694150 | 15.5 | 8.0 | n/a | 1 | 230 | XP2-551512 | 93495001 | Y | R3
no cord, 2speed, will have to move to R3 | 06115517-2040 | 06515895-1040 | PUMP,XP2,R3,2.0MBHP,230V,60HZ,1SPD,D/C,60"3P,NPSC9&1:30,NPT6 | 1.5 | 115 | 91694150 | 15.5 | 8.0 | n/a | 1 | 230 | XP2-551512 | 93495001 | Y | R3
no cord, 2speed, will have to move to R3 | 06115517-2040 | 06515895-1340 | PUMP,XP2,R3,2.0MBHP,230V,60HZ,1SPD,D/C,60"3P,NPSC@9&1:30,NPT 6 | 1.5 | 115 | 91694150 | 15.5 | 8.0 | n/a | 1 | 230 | XP2-551512 | 93495001 | Y | R3
no cord, 2speed, will have to move to R3 | 06115517-2040 | 06515904-1340 | PUMP,XP2,R3,2.0MBHP,D/V,230V,60HZ,1SPD,D/C,NPSC@1:30&9,6NPT | 1.5 | 115 | 91694150 | 15.5 | 8.0 | n/a | 1 | 230 | XP2-551512 | 93495001 | Y | R3
no cord, 2 speed, will have to move to R9 | 06125000-1040 | 06518383-2300 | PUMP,XP2,R9,5.0MBHP,230V,60HZ,1SPD,S/C,120"4P,VITON,9&6 NPSC | 2.5 | 148 | 91694152 | 20 | 10.0 | n/a | 1 | 230 | XP2-552512 | 93526050 | Y | R9
no cord, 2 speed, will have to move to R9 | 06125000-1040 | 06518383-2340 | PUMP,XP2,R9,5.0MBHP,230V,60HZ,1SPD,S/C,120"4P,VITON,9&6NPSC | 2.5 | 148 | 91694152 | 20 | 10.0 | n/a | 1 | 230 | XP2-552512 | 93526050 | Y | R9
no cord, 2 speed, will have to move to R9 | 06115517-2040 | 06518679-2340 | PUMP,XP2,R9,2.0MBHP,D/V,230V,60HZ,1SPD,S/C,60"4P,1:30&9NPSC,VITON,TRM IMP | 1.5 | 120 | 91694152 | 16 | 8.3 | n/a | 1 | 230 | XP2-551512 | 93525003 | Y | R9
no cord, 2speed, will have to move to R9 | 06115000-1040 | 06519381-2340 | PUMP,XP2,R9,2.0MBHP,115V,60HZ,1SPD,S/C,48"MINI,1:30NPT,9@NPSC,VITON | 1.5 | 120 | 91694153 | 16.5 | 12.3 | n/a | 1 | 115 | XP2-551511 | 93525005 | Y | R9
2 speed motor | 06120500-2040 | 06520000-1040 | PUMP,XP2,R0,3.5MBHP,230V,60HZ,1SPD,D/C | 2.0 | 123 | 91694200 | 18.7 | 10.0 | n/a | 1 | 230 | XP2-552012 | 93496000 | N | R0
2 speed motor | 06120500-2040 | 06520000-1300 | PUMP,XP2,R0,3.5MBHP,230V,60HZ,1SPD,D/C | 2.0 | 123 | 91694200 | 18.7 | 10.0 | n/a | 1 | 230 | XP2-552012 | 93496000 | N | R0
2 speed motor | 06120500-2040 | 06520000-1340 | PUMP,XP2,R0,3.5MBHP,230V,60HZ,1SPD,D/C | 2.0 | 123 | 91694200 | 18.7 | 10.0 | n/a | 1 | 230 | XP2-552012 | 93496000 | N | R0
no cord, 2speed | 06120500-2040 | 06520001-2340 | PUMP,XP2,R0,4.0MBHP,230V,60HZ,1SPD,S/C,79"4P,VITON | 2.0 | 123 | 91694200 | 18.9 | 8.7 | n/a | 1 | 230 | XP2-552012 | 93526003 | Y | R0
no cord, 2speed, will have to move to R9 | 06120500-2040 | 06520002-2300 | PUMP,XP2,R9,3.65MBHP,230V,60HZ,1SPD,S/C,120"4P,VITON,NPSC@9&6 | 2.0 | 123 | 91694200 | 18.9 | 8.7 | n/a | 1 | 230 | XP2-552012 | 93526003 | Y | R9
no cord, 2speed, will have to move to R9 | 06120500-2040 | 06520002-2340 | PUMP,XP2,R9,3.65MBHP,230V,60HZ,1SPD,S/C,120"4P,VITON,NPSC@9&6 | 2.0 | 123 | 91694200 | 18.9 | 8.7 | n/a | 1 | 230 | XP2-552012 | 93526003 | Y | R9
no cord, 2speed | 06120500-2040 | 06520005-2340 | PUMP,XP2,R0,4.0MBHP,230V,60HZ,1SPD,S/C,79"4P,VITON,9&1:30NPT,6NPSC | 2.0 | 123 | 91694200 | 18.9 | 8.7 | n/a | 1 | 230 | XP2-552012 | 93526003 | Y | R0
no cord, 2speed | 06120500-2040 | 06520007-2340 | PUMP,XP2,R0,3.65MBHP,230V,60HZ,1SPD,S/C,120"4P,VITON | 2.0 | 123 | 91694200 | 18.9 | 8.7 | n/a | 1 | 230 | XP2-552012 | 93526003 | Y | R0
no cord, 2speed | 06120500-2040 | 06520028-1340 | PUMP,XP2,R0,3.5MBHP,230V,60HZ,1SPD,D/C,60"4P | 2.0 | 123 | 91694200 | 18.7 | 10.0 | n/a | 1 | 230 | XP2-552012 | 93496000 | Y | R0
no cord, 2speed, will have to move to R3 | 06120500-2040 | 06520034-1040 | PUMP,XP2,R3,3.5MBHP,230V,60HZ,1SPD,D/C,60"4P,9&1:30NPSC | 2.0 | 123 | 91694200 | 18.7 | 10.0 | n/a | 1 | 230 | XP2-552012 | 93496000 | Y | R3
no cord, 2speed | 06120500-2040 | 06520082-1040 | PUMP,XP2,R0,3.5MBHP,230V,60HZ,1SPD,D/C,79"4P | 2.0 | 123 | 91694200 | 18.7 | 10.0 | n/a | 1 | 230 | XP2-552012 | 93496000 | Y | R0
no cord, 2spd, will have to move to R3 | 06120500-2040 | 06520093-2300 | *OBS*PUMP,XP2,R3,3.5MBHP,230V,60HZ,1SPD,D/C,36"4P | 2.0 | 133 | 91694200 | 18.5 | 8.2 | n/a | 1 | 230 | XP2-552012 | 93526000 | Y | R3
no cord, 2speed | 06120500-2040 | 06520096-1040 | PUMP,XP2,R0,3.5MBHP,230V,60HZ,1SPD,D/C,60"4P | 2.0 | 123 | 91694200 | 18.7 | 10.0 | n/a | 1 | 230 | XP2-552012 | 93496000 | Y | R0
no cord, 2speed | 06120500-2040 | 06520096-1340 | PUMP,XP2,R0,3.5MBHP,230V,60HZ,1SPD,D/C,60"4P | 2.0 | 123 | 91694200 | 18.7 | 10.0 | n/a | 1 | 230 | XP2-552012 | 93496000 | Y | R0
2 speed motor | 06120500-2040 | 06520100-2040 | PUMP,XP2,R0,3.0MBHP,230V,6 0HZ,1SPD,S/C | 2.0 | 123 | 91694200 | 18.9 | 8.7 | n/a | 1 | 230 | XP2-552012 | 93526003 | N | R0
no cord, 2speed | 06120500-2040 | 06520189-1040 | PUMP,XP2,R0,3.0MBHP,230V,60HZ,1SPD,D/C,36"4P | 2.0 | 123 | 91694200 | 18.7 | 10.0 | n/a | 1 | 230 | XP2-552012 | 93496000 | Y | R0
2 speed motor | 06120500-2040 | 06520280-2000 | PUMP,XP2,R0,4.0MBHP,230V,6 0HZ,1SPD,S/C | 2.0 | 123 | 91694200 | 18.9 | 8.7 | n/a | 1 | 230 | XP2-552012 | 93526003 | N | R0
no cord, 2spd, will have to move to R3 | 06120500-2040 | 06520287-1300 | PUMP,XP2,R3,3.5MBHP,230V,60HZ,1SPD,,D/C,60"4P,VITON,9:0NPT,1:30NPSC | 2.0 | 123 | 91694200 | 18.7 | 10.0 | n/a | 1 | 230 | XP2-552012 | 93496000 | Y | R3
no cord, 2speed | 06120500-2040 | 06520353-2340 | PUMP,XP2,R0,3.5MBHP,230V,60HZ,1SPD,S/C,48"MINI | 2.0 | 123 | 91694200 | 18.9 | 8.7 | n/a | 1 | 230 | XP2-552012 | 93526003 | Y | R0
2 speed motor | 06120500-2040 | 06520355-2000 | PUMP,XP2,R0,3.5MBHP,230V,60HZ,1SPD,S/C,PDC | 2.0 | 123 | 91694200 | 18.9 | 8.7 | n/a | 1 | 230 | XP2-552012 | 93526003 | N | R0
2 speed motor | 06120500-2040 | 06520355-2040 | PUMP,XP2,R0,3.5MBHP,230V,60HZ,1SPD,S/C,PDC | 2.0 | 123 | 91694200 | 18.9 | 8.7 | n/a | 1 | 230 | XP2-552012 | 93526003 | N | R0
2 speed motor | 06120500-2040 | 06520355-2300 | PUMP,XP2,R0,3.5MBHP,230V,60HZ,1SPD,S/C,PDC | 2.0 | 123 | 91694200 | 18.9 | 8.7 | n/a | 1 | 230 | XP2-552012 | 93526003 | N | R0
2 speed motor | 06120500-2040 | 06520358-2000 | PUMP,XP2,R0,3.5MBHP,230V,60HZ,1SPD,S/C | 2.0 | 123 | 91694200 | 18.9 | 8.7 | n/a | 1 | 230 | XP2-552012 | 93526003 | N | R0
2 speed motor | 06120500-2040 | 06520358-2040 | PUMP,XP2,R0,3.5MBHP,230V,60HZ,1SPD,S/C | 2.0 | 123 | 91694200 | 18.9 | 8.7 | n/a | 1 | 230 | XP2-552012 | 93526003 | N | R0
no cord, 2speed | 06120500-2040 | 06520366-2300 | PUMP,XP2,R0,4.0MBHP,230V,60HZ,1SPD,S/C,48"MINI | 2.0 | 123 | 91694200 | 18.9 | 8.7 | n/a | 1 | 230 | XP2-552012 | 93526003 | Y | R0
no cord, 2speed | 06120500-2040 | 06520378-2340 | PUMP,XP2,R0,3.0MBHP,230V,60HZ,1SPD,S/C,48"MINI | 2.0 | 123 | 91694200 | 18.9 | 8.7 | n/a | 1 | 230 | XP2-552012 | 93526003 | Y | R0
no cord, 2speed | 06120500-2040 | 06520391-2340 | PUMP,XP2,R0,3.5MBHP,230V,60HZ,1SPD,S/C,96"MINI,9&1:30NPSC | 2.0 | 123 | 91694200 | 18.9 | 8.7 | n/a | 1 | 230 | XP2-552012 | 93526003 | Y | R0
no cord, 2speed | 06120500-2040 | 06520422-2040 | PUMP,XP2,R0,3.5MBHP,230V,60HZ,HZ,1SPD,S/C,79"4P | 2.0 | 123 | 91694200 | 18.9 | 8.7 | n/a | 1 | 230 | XP2-552012 | 93526003 | Y | R0
no cord, 2speed | 06120500-2040 | 06520422-2340 | PUMP,XP2,R0,3.5MBHP,230V,60HZ,1SPD,S/C,79"4P | 2.0 | 123 | 91694200 | 18.9 | 8.7 | n/a | 1 | 230 | XP2-552012 | 93526003 | Y | R0
no cord, 2spd, will have to move to R3 | 06120500-2040 | 06520424-2040 | PUMP,XP2,R3,3.5MBHP,230V,60HZ,1SPD,S/C,60"3P,9&1:30NPSC | 2.0 | 123 | 91694200 | 18.9 | 8.7 | n/a | 1 | 230 | XP2-552012 | 93526003 | Y | R3
no cord, 2spd, will have to move to R3 | 06120500-2040 | 06520424-2340 | PUMP,XP2,R3,3.5MBHP,230V,60HZ,1SPD,S/C,60"3P,9&1:30NPSC | 2.0 | 123 | 91694200 | 18.9 | 8.7 | n/a | 1 | 230 | XP2-552012 | 93526003 | Y | R3
2 speed motor, will have to move to R9 | 06120500-2040 | 06520445-2300 | PUMP,XP2,R9,3.5MBHP,230V,60HZ,1SPD,S/C,1:30&9 DRAIN PLUGS | 2.0 | 123 | 91694200 | 18.9 | 8.7 | n/a | 1 | 230 | XP2-552012 | 93526003 | N | R9
no cord, 2speed | 06120500-2040 | 06520466-2040 | PUMP,XP2,R0,3.5MBHP,230V,60HZ,1SPD,S/C,60"4P | 2.0 | 123 | 91694200 | 18.9 | 8.7 | n/a | 1 | 230 | XP2-552012 | 93526003 | Y | R0
no cord, 2speed | 06120500-2040 | 06520466-2340 | PUMP,XP2,R0,3.5MBHP,230V,60HZ,1SPD,S/C,60"4P | 2.0 | 123 | 91694200 | 18.9 | 8.7 | n/a | 1 | 230 | XP2-552012 | 93526003 | Y | R0
no cord, 2speed | 06120500-2040 | 06520488-2040 | PUMP,XP2,R0,2.0HP CONT.,3.5MBHP,230V,60HZ,1SPD,S/C,48"MINI | 2.0 | 123 | 91694200 | 18.9 | 8.7 | n/a | 1 | 230 | XP2-552012 | 93526003 | Y | R0
no cord, 2speed | 06120500-2040 | 06520488-2340 | PUMP,XP2,R0,2.0HP CONT.,3.5MBHP,230V,60HZ,1SPD,S/C/,48"MINI | 2.0 | 123 | 91694200 | 18.9 | 8.7 | n/a | 1 | 230 | XP2-552012 | 93526003 | Y | R0
no cord, 2speed | 06120500-2040 | 06520492-2040 | PUMP,XP2,R0,3.5MBHP,230V,60HZ,1SPD,S/C,36"4P | 2.0 | 123 | 91694200 | 18.9 | 8.7 | n/a | 1 | 230 | XP2-552012 | 93526003 | Y | R0
no cord, 2speed | 06120500-2040 | 06520492-2340 | PUMP,XP2,R0,3.5MBHP,230V,60HZ,1SPD,S/C,36"4P | 2.0 | 123 | 91694200 | 18.9 | 8.7 | n/a | 1 | 230 | XP2-552012 | 93526003 | Y | R0
2 speed motor | 06120500-2040 | 06520500-2000 | PUMP,XP2,R0,3.5MBHP,230V,60HZ,1SPD,S/C | 2.0 | 123 | 91694200 | 18.9 | 8.7 | n/a | 1 | 230 | XP2-552012 | 93526003 | N | R0
2 speed motor | 06120500-2040 | 06520500-2040 | PUMP,XP2,R0,3.5MBHP,230V,60HZ,1SPD,S/C | 2.0 | 123 | 91694200 | 18.9 | 8.7 | n/a | 1 | 230 | XP2-552012 | 93526003 | N | R0
2 speed motor | 06120500-2040 | 06520500-2300 | PUMP,XP2,R0,3.5MBHP,230V,60HZ,1SPD,S/C | 2.0 | 123 | 91694200 | 18.9 | 8.7 | n/a | 1 | 230 | XP2-552012 | 93526003 | N | R0
2 speed motor | 06120500-2040 | 06520500-2340 | PUMP,XP2,R0,3.5MBHP,230V,60HZ,1SPD,S/C | 2.0 | 123 | 91694200 | 18.9 | 8.7 | n/a | 1 | 230 | XP2-552012 | 93526003 | N | R0
2 speed motor | 06120500-2040 | 06520500-5040 | PUMP,XP2,R0,3.5MBHP,230V,60HZ,1SPD,S/C | 2.0 | 130 | 91694200 | 17.0 | 7.7 | n/a | 1 | 230 | XP2-552012 | 93515200 | N | R0
2 speed motor, will have to move to R9 | 06120500-2040 | 06520514-2040 | PUMP,XP2,R9,3.5MBHP,230V,60HZ,1SPD,S/C,9&1:30NPSC | 2.0 | 123 | 91694200 | 18.9 | 8.7 | n/a | 1 | 230 | XP2-552012 | 93526003 | N | R9
no cord, 2spd, will have to move to R3 | 06120500-2040 | 06520666-2040 | PUMP,XP2,R3,3.5MBHP,230V,60HZ,1SPD,S/C,36"4P,9&1:30NPSC | 2.0 | 123 | 91694200 | 18.9 | 8.7 | n/a | 1 | 230 | XP2-552012 | 93526003 | Y | R3
no cord, 2spd, will have to move to R3 | 06120500-2040 | 06520666-2340 | PUMP,XP2,R3,3.5MBHP,230V,60HZ,1SPD,S/C,36"4P,9&1:30NPSC | 2.0 | 123 | 91694200 | 18.9 | 8.7 | n/a | 1 | 230 | XP2-552012 | 93526003 | Y | R3
no cord, 2spd, will have to move to R3 | 06120500-2040 | 06520667-1300 | PUMP,XP2,R3,3.5MBHP,D/V,230V,60HZ,1SPD,D/C,60"4P,VITON,NPSC@9&1:30 | 2.0 | 123 | 91694200 | 18.7 | 10.0 | n/a | 1 | 230 | XP2-552012 | 93496000 | Y | R3
no cord, 2speed, will have to move to R9 | 06120500-2040 | 06520668-2040 | PUMP,XP2,R9,3.5MBHP,230V,60HZ,1SPD,S/C,36"4P,9&1:30NPSC | 2.0 | 123 | 91694200 | 18.9 | 8.7 | n/a | 1 | 230 | XP2-552012 | 93526003 | Y | R9
no cord, 2speed, will have to move to R9 | 06120500-2040 | 06520668-2340 | PUMP,XP2,R9,3.5MBHP,230V,60HZ,1SPD,S/C,36"4P,9&1:30NPSC | 2.0 | 123 | 91694200 | 18.9 | 8.7 | n/a | 1 | 230 | XP2-552012 | 93526003 | Y | R9
no cord, 2speed | 06120500-2040 | 06520670-2300 | PUMP,XP2,R0,4.0MBHP,230V,60HZ,1SPD,S/C,36"4P | 2.0 | 123 | 91694200 | 18.9 | 8.7 | n/a | 1 | 230 | XP2-552012 | 93526003 | Y | R0
no cord, 2speed, will have to move to R9 | 06120500-2040 | 06520679-2300 | PUMP,XP2,R9,3.65MBHP,230V,60HZ,1SPD,S/C,60"4P,VITON,9&6 NPSC | 2.0 | 123 | 91694200 | 18.9 | 8.7 | n/a | 1 | 230 | XP2-552012 | 93526003 | Y | R9
no cord, 2speed, will have to move to R9 | 06120500-2040 | 06520680-2040 | PUMP,XP2,R9,3.5MBHP,230V,60HZ,1SPD,S/C,60"4P,9&1:30NPSC | 2.0 | 123 | 91694200 | 18.9 | 8.7 | n/a | 1 | 230 | XP2-552012 | 93526003 | Y | R9
no cord, 2 speed | 06125000-1040 | 06520691-2340 | PUMP,XP2,R0,4.8MBHP,230V,60HZ,1SPD,48"MINI | 2.5 |  |  |  |  | n/a | 1 | 230 | XP2-552012 |  | Y | R0
no cord, 2speed | 06120500-2040 | 06520709-2340 | PUMP,XP2,R0,2.0HP CONT.,3.5MBHP,230V,60HZ,1SPD,S/C,48"ORG MINI | 2.0 | 123 | 91694200 | 18.9 | 8.7 | n/a | 1 | 230 | XP2-552012 | 93526003 | Y | R0
no cord, 2speed | 06120500-2040 | 06520791-2040 | PUMP,XP2,R0,4.0MBHP,230V,60HZ,1SPD,S/C,48"MINI,ORG | 2.0 | 123 | 91694200 | 18.9 | 8.7 | n/a | 1 | 230 | XP2-552012 | 93526003 | Y | R0
no cord, 2speed | 06120500-2040 | 06520791-2340 | PUMP,XP2,R0,4.0MBHP,230V,60HZ,1SPD,S/C,48"MINI,ORG | 2.0 | 123 | 91694200 | 18.9 | 8.7 | n/a | 1 | 230 | XP2-552012 | 93526003 | Y | R0
no cord, 2speed, will have to move to R9 | 06120500-2040 | 06520868-1040 | PUMP,XP2,R9,3.5MBHP,D/V,230V,60HZ,1SPD,D/C,36"4P,9&1:30NPSC | 2.0 | 123 | 91694200 | 18.7 | 10.0 | n/a | 1 | 230 | XP2-552012 | 93496000 | Y | R9
no cord, 2spd, will have to move to R3 | 06120500-2040 | 06520873-1300 | PUMP,XP2,R3,3.5MBHP,230V,60HZ,1SPD,D/C,36"4P,9NPT,1:30NPSC | 2.0 | 123 | 91694200 | 18.7 | 10.0 | n/a | 1 | 230 | XP2-552012 | 93496000 | Y | R3
no cord, 2spd, will have to move to R3 | 06120500-2040 | 06520873-2300 | *OBS*PUMP,XP2,R3,3.5MBHP,230V,60HZ,1SPD,D/C,36"4P,9NPT,HSD | 2.0 | 133 | 91694200 | 18.5 | 8.2 | n/a | 1 | 230 | XP2-552012 | 93526000 | Y | R3
no cord, 2spd, will have to move to R3 | 06120500-2040 | 06520875-1040 | PUMP,XP2,R3,3.5MBHP,D/V,230V,60HZ,1SPD,D/C,9NPT,NPSC@1:30,48"HQ MINI | 2.0 | 123 | 91694200 | 18.7 | 10.0 | n/a | 1 | 230 | XP2-552012 | 93496000 | Y | R3
no cord, 2spd, will have to move to R3 | 06120500-2040 | 06520875-1340 | PUMP,XP2,R3,3.5MBHP,D/V,230V,60HZ,1SPD,D/C,9NPT,NPSC@1:30,48"HQ MINI | 2.0 | 123 | 91694200 | 18.7 | 10.0 | n/a | 1 | 230 | XP2-552012 | 93496000 | Y | R3
no cord, 2spd, will have to move to R3 | 06120500-2040 | 06520875-2340 | PUMP,XP2,R3,3.5MBHP,230V,60HZ,1SPD,S/C,9NPT,NPSC@1:30,48"HQ MINI | 2.0 | 123 | 91694200 | 18.9 | 8.7 | n/a | 1 | 230 | XP2-552012 | 93526003 | Y | R3
no cord, 2spd, will have to move to R3 | 06120500-2040 | 06520880-1040 | PUMP,XP2,R3,3.5MBHP,D/V,230V,60HZ,1SPD,D/C,60"4P,9NPT,NPSC@1:30 | 2.0 | 123 | 91694200 | 18.7 | 10.0 | n/a | 1 | 230 | XP2-552012 | 93496000 | Y | R3
no cord, 2spd, will have to move to R3 | 06120500-2040 | 06520880-1340 | PUMP,XP2,R3,3.5MBHP,D/V,230V,60HZ,1SPD,D/C,60"4P,9NPT,NPSC@1:30 | 2.0 | 123 | 91694200 | 18.7 | 10.0 | n/a | 1 | 230 | XP2-552012 | 93496000 | Y | R3
2 speed motor | 06125000-1040 | 06525000-1000 | PUMP,XP2,R0,4.8MBHP,230V,60HZ,1SPD,D/C | 2.5 | 140 | 91694251 | 21.4 | 10.0 | n/a | 1 | 230 | XP2-552512 | 93496050 | N | R0
2 speed motor | 06125000-1040 | 06525000-1040 | PUMP,XP2,R0,4.8MBHP,230V,60HZ,1SPD,D/C | 2.5 | 140 | 91694251 | 21.4 | 10.0 | n/a | 1 | 230 | XP2-552512 | 93496050 | N | R0
2 speed motor | 06125000-1040 | 06525000-2040 | PUMP,XP2,R0,4.8MBHP,230V,60HZ,1SPD,D/C | 2.5 | 160 | 91694251 | 18 | 10.0 | n/a | 1 | 230 | XP2-552512 | 93526050 | N | R0
no cord, 2 speed | 06125000-1040 | 06525001-2040 | PUMP,XP2,R0,2.5HP CONT.,5.0MBHP,230V,60HZ,1SPD,S/C,96"MINI,1:30 & 9NPSC | 2.5 | 160 | 91694251 | 18 | 10.0 | n/a | 1 | 230 | XP2-552512 | 93526050 | Y | R0
no cord, 2 speed | 06125000-1040 | 06525001-2340 | PUMP,XP2,R0,2.5HP CONT.,5.0MBHP,230V,60HZ,1SPD,S/C,96"MINI,1:30&9NPSC | 2.5 | 160 | 91694251 | 18 | 10.0 | n/a | 1 | 230 | XP2-552512 | 93526050 | Y | R0
no cord, 2 speed | 06125000-1040 | 06525001-2370 | PUMP,XP2,R0,2.5HP CONT.,5.0MBHP,230V,60HZ,1SPD,S/C/,96"MINI,1:30&9NPSC | 2.5 | 160 | 91694251 | 18 | 10.0 | n/a | 1 | 230 | XP2-552512 | 93526050 | Y | R0
no cord, 2 speed | 06125000-1040 | 06525002-2040 | PUMP,XP2,R0,2.5HP CONT.,5.0MBHP,230V,60HZ,1SPD,S/C,48"MINI,1:30&9NPSC | 2.5 | 160 | 91694251 | 18 | 10.0 | n/a | 1 | 230 | XP2-552512 | 93526050 | Y | R0
no cord, 2 speed | 06125000-1040 | 06525002-2340 | PUMP,XP2,R0,2.5HP CONT.,5.0MBHP,230V,60HZ,1SPD,S/C,48"MINI,1:30&9NPSC | 2.5 | 160 | 91694251 | 18 | 10.0 | n/a | 1 | 230 | XP2-552512 | 93526050 | Y | R0
no cord, 2 speed | 06125000-1040 | 06525002-2370 | PUMP,XP2,R0,2.5HP CONT.,5.0MBHP,230V,60HZ,1SPD,S/C/,48"MINI,1:30&9NPSC | 2.5 | 160 | 91694251 | 18 | 10.0 | n/a | 1 | 230 | XP2-552512 | 93526050 | Y | R0
no cord, 2 speed, will have to move to R9 | 06125000-1040 | 06525003-2370 | PUMP,XP2,R9,2.5HP CONT.,5.0MBHP,230V,60HZ,1SPD,79"ORG MINI,9NPSC,1:30 HSD | 2.5 | 160 | 91694251 | 18 | 10.0 | n/a | 1 | 230 | XP2-552512 | 93526050 | Y | R9
no cord, 2 speed | 06125000-1040 | 06525028-1000 | PUMP,XP2,R0,4.8MBHP,230V,60HZ,1SPD,D/C,60"4P | 2.5 | 140 | 91694251 | 21.4 | 10.0 | n/a | 1 | 230 | XP2-552512 | 93496050 | Y | R0
no cord, 2 speed | 06125000-1040 | 06525028-1340 | PUMP,XP2,R0,4.8MBHP,230V,60HZ,1SPD,D/C,60"4P | 2.5 | 140 | 91694251 | 21.4 | 10.0 | n/a | 1 | 230 | XP2-552512 | 93496050 | Y | R0
no cord, 2 speed | 06125000-1040 | 06525082-1040 | PUMP,XP2,R0,4.8MBHP,230V,60HZ,1SPD,D/C,79"4P | 2.5 | 140 | 91694251 | 21.4 | 10.0 | n/a | 1 | 230 | XP2-552512 | 93496050 | Y | R0
no cord, 2 speed | 06125000-1040 | 06525082-1340 | PUMP,XP2,R0,4.8MBHP,230V,60HZ,1SPD,D/C,79"4P | 2.5 | 140 | 91694251 | 21.4 | 10.0 | n/a | 1 | 230 | XP2-552512 | 93496050 | Y | R0
no cord, 2 speed | 06125000-1040 | 06525092-1040 | PUMP,XP2,R0,4.8MBHP,230V,60HZ,1SPD,D/C,36"4P | 2.5 | 140 | 91694251 | 21.4 | 10.0 | n/a | 1 | 230 | XP2-552512 | 93496050 | Y | R0
no cord, 2 speed | 06125000-1040 | 06525092-1340 | PUMP,XP2,R0,4.8MBHP,230V,60HZ,1SPD,D/C,36"4P | 2.5 | 140 | 91694251 | 21.4 | 10.0 | n/a | 1 | 230 | XP2-552512 | 93496050 | Y | R0
no cord, 2 speed | 06125000-1040 | 06525096-1040 | PUMP,XP2,R0,4.8MBHP,230V,60HZ,1SPD,D/C,60"3P | 2.5 | 140 | 91694251 | 21.4 | 10.0 | n/a | 1 | 230 | XP2-552512 | 93496050 | Y | R0
no cord, 2 speed | 06125000-1040 | 06525096-1340 | PUMP,XP2,R0,4.8MBHP,230V,60HZ,1SPD,D/C,60"3P | 2.5 | 140 | 91694251 | 21.4 | 10.0 | n/a | 1 | 230 | XP2-552512 | 93496050 | Y | R0
| 06125000-1040 | 06525355-2000 | PUMP,XP2,R0,4.8MBHP,230V,60HZ,1SPD,S/C,PDC | 2.5 | 160 | 91694251 | 18 | 10.0 | n/a | 1 | 230 | XP2-552512 | 93526050 | N | R0
| 06125000-1040 | 06525355-2300 | PUMP,XP2,R0,4.8MBHP,230V,60HZ,1SPD,S/C,PDC | 2.5 | 160 | 91694251 | 18 | 10.0 | n/a | 1 | 230 | XP2-552512 | 93526050 | N | R0
no cord, 2 speed | 06125000-1040 | 06525422-2040 | PUMP,XP2,R0,4.8MBHP,230V,60HZ,1SPD,S/C,79"4P | 2.5 | 160 | 91694251 | 18 | 10.0 | n/a | 1 | 230 | XP2-552512 | 93526050 | Y | R0
no cord, 2 speed | 06125000-1040 | 06525422-2340 | PUMP,XP2,R0,4.8MBHP,230V,60HZ,1SPD,S/C,79"4P | 2.5 | 160 | 91694251 | 18 | 10.0 | n/a | 1 | 230 | XP2-552512 | 93526050 | Y | R0
no cord, 2 speed | 06125000-1040 | 06525462-1040 | PUMP,XP2,R0,4.8MBHP,230V,60HZ,1SPD,S/C,60"4P | 2.5 | 140 | 91694251 | 21.4 | 10.0 | n/a | 1 | 230 | XP2-552512 | 93496050 | Y | R0
no cord, 2 speed | 06125000-1040 | 06525462-1340 | PUMP,XP2,R0,4.8MBHP,230V,60HZ,1SPD,S/C,60"4P | 2.5 | 140 | 91694251 | 21.4 | 10.0 | n/a | 1 | 230 | XP2-552512 | 93496050 | Y | R0
no cord, 2 speed | 06125000-1040 | 06525462-2040 | PUMP,XP2,R0,4.8MBHP,230V,60HZ,1SPD,S/C,60"4P | 2.5 | 160 | 91694251 | 18 | 10.0 | n/a | 1 | 230 | XP2-552512 | 93526050 | Y | R0
no cord, 2 speed | 06125000-1040 | 06525462-2340 | PUMP,XP2,R0,4.8MBHP,230V,60HZ,1SPD,S/C,60"4P | 2.5 | 160 | 91694251 | 18 | 10.0 | n/a | 1 | 230 | XP2-552512 | 93526050 | Y | R0
no cord, 2 speed | 06125000-1040 | 06525466-2000 | PUMP,XP2,R0,4.8MBHP,230V,60HZ,1SPD,S/C,60"3P | 2.5 | 160 | 91694251 | 18 | 10.0 | n/a | 1 | 230 | XP2-552512 | 93526050 | Y | R0
no cord, 2 speed | 06125000-1040 | 06525466-2040 | PUMP,XP2,R0,4.8MBHP,230V,60HZ,1SPD,S/C,60"3P | 2.5 | 160 | 91694251 | 18 | 10.0 | n/a | 1 | 230 | XP2-552512 | 93526050 | Y | R0
no cord, 2 speed | 06125000-1040 | 06525466-2300 | PUMP,XP2,R0,4.8MBHP,230V,60HZ,1SPD,S/C,60"3P | 2.5 | 160 | 91694251 | 18 | 10.0 | n/a | 1 | 230 | XP2-552512 | 93526050 | Y | R0
no cord, 2 speed | 06125000-1040 | 06525466-2340 | PUMP,XP2,R0,4.8MBHP,230V,60HZ,1SPD,S/C,60"3P | 2.5 | 160 | 91694251 | 18 | 10.0 | n/a | 1 | 230 | XP2-552512 | 93526050 | Y | R0
no cord, 2 speed, will have to move to R9 | 06125000-1040 | 06525467-2340 | PUMP,XP2,R9,5.0MBHP,230V,60HZ,1SPD,S/C,48"MINI BLU,1:30HSD,9NPSC | 2.5 | 160 | 91694251 | 18 | 10.0 | n/a | 1 | 230 | XP2-552512 | 93526050 | Y | R9
no cord, 2 speed, will have to move to R9 | 06125000-1040 | 06525467-2370 | PUMP,XP2,R9,5.0MBHP,230V,60HZ,1SPD,S/C,48"MINI BLU,1:30HSD,9NPSC | 2.5 | 160 | 91694251 | 18 | 10.0 | n/a | 1 | 230 | XP2-552512 | 93526050 | Y | R9
no cord, 2 speed | 06125000-1040 | 06525488-2304 | PUMP,XP2,R0,2.5HP CONT.,5.0MBHP,230V,60HZ,1SPD,S/C/,48"MINI,6&9 NPSC | 2.5 | 160 | 91694251 | 18 | 10.0 | n/a | 1 | 230 | XP2-552512 | 93526050 | Y | R0
no cord, 2 speed | 06125000-1040 | 06525488-2340 | PUMP,XP2,R0,2.5HP CONT.,5.0MBHP,230V,60HZ,1SPD,S/C,48"MINI,6&9NPSC | 2.5 | 160 | 91694251 | 18 | 10.0 | n/a | 1 | 230 | XP2-552512 | 93526050 | Y | R0
2 speed motor | 06125000-1040 | 06525500-2040 | PUMP,XP2,R0,4.8MBHP,230V,60HZ,1SPD,S/C | 2.5 | 160 | 91694251 | 18 | 10.0 | n/a | 1 | 230 | XP2-552512 | 93526050 | N | R0
2 speed motor | 06125000-1040 | 06525500-2300 | PUMP,XP2,R0,4.8MBHP,230V,60HZ,1SPD,S/C | 2.5 | 160 | 91694251 | 18 | 10.0 | n/a | 1 | 230 | XP2-552512 | 93526050 | N | R0
2 speed motor | 06125000-1040 | 06525500-2340 | PUMP,XP2,R0,4.8MBHP,230V,60HZ,1SPD,S/C | 2.5 | 160 | 91694251 | 18 | 10.0 | n/a | 1 | 230 | XP2-552512 | 93526050 | N | R0
no cord, 2 speed, will have to move to R9 | 06125000-1040 | 06525689-2040 | PUMP,XP2,R9,5.0MBHP,230V,60HZ,1SPD,S/C,48"MINI,BLK>HOT,9NPSC | 2.5 | 160 | 91694251 | 18 | 10.0 | n/a | 1 | 230 | XP2-552512 | 93526050 | Y | R9
no cord, 2 speed, will have to move to R9 | 06125000-1040 | 06525689-2340 | PUMP,XP2,R9,5.0MBHP,230V,60HZ,1SPD,S/C,48"MINI,BLK>HOT,9NPSC | 2.5 | 160 | 91694251 | 18 | 10.0 | n/a | 1 | 230 | XP2-552512 | 93526050 | Y | R9
no cord, 2 speed, speed inverted | 06125000-1040 | 06525690-2340 | PUMP,XP2,R0,4.8MBHP,230V,60HZ,1SPD,S/C,48"MINI,BLK-HOT,KRUECO LABEL | 2.5 | 160 | 91694251 | 18 | 10.0 | n/a | 1 | 230 | XP2-552512 | 93526050 | Y | R0
no cord, 2 speed | 06125000-1040 | 06525691-2040 | PUMP,XP2,R0,4.8MBHP,230V,60HZ,1SPD,S/C,48"MINI | 2.5 | 160 | 91694251 | 18 | 10.0 | n/a | 1 | 230 | XP2-552512 | 93526050 | Y | R0
no cord, 2 speed | 06125000-1040 | 06525691-2340 | PUMP,XP2,R0,4.8MBHP,230V,60HZ,1SPD,S/C,48"MINI | 2.5 | 160 | 91694251 | 18 | 10.0 | n/a | 1 | 230 | XP2-552512 | 93526050 | Y | R0
no cord, 2 speed | 06125000-1040 | 06525791-2304 | PUMP,XP2,R0,5.0MBHP,230V,60HZ,1SPD,S/C,48"MINI,ORG,6&9 NPSC | 2.5 | 160 | 91694251 | 18 | 10.0 | n/a | 1 | 230 | XP2-552512 | 93526050 | Y | R0
no cord, 2 speed, will have to move to R9 | 06125000-1040 | 06525794-2304 | PUMP,XP2,R9,2.5HP CONT.,5.0MBHP,230V,60HZ,1SPD,48"ORG MINI,9NPSC,1:30 HSD | 2.5 | 160 | 91694251 | 18 | 10.0 | n/a | 1 | 230 | XP2-552512 | 93526050 | Y | R9
no cord, 2 speed, will have to move to R9 | 06125000-1040 | 06525794-2340 | PUMP,XP2,R9,2.5HP CONT.,5.0MBHP,230V,60HZ,1SPD,48"ORG MINI,9NPSC,1:30 HSD | 2.5 | 160 | 91694251 | 18 | 10.0 | n/a | 1 | 230 | XP2-552512 | 93526050 | Y | R9
no cord, 2 speed, will have to move to R9 | 06125000-1040 | 06525794-2370 | PUMP,XP2,R9,2.5HP CONT.,5.0MBHP,230V,60HZ,1SPD,48"ORG MINI,9NPSC,1:30 HSD | 2.5 | 160 | 91694251 | 18 | 10.0 | n/a | 1 | 230 | XP2-552512 | 93526050 | Y | R9
no cord, 2 speed, will have to move to R9 | 06125000-1040 | 06525868-1340 | PUMP,XP2,R9,4.8MBHP,230V,60HZ,1SPD,D/C,36"4P,9&1:30NPSC | 2.5 | 140 | 91694251 | 21.4 | 10.0 | n/a | 1 | 230 | XP2-552512 | 93496050 | Y | R9
no cord, 2 speed | 06125000-1040 | 06525893-1040 | PUMP,XP2,R0,4.8MBHP,230V,60HZ,1SPD,D/C,48"MINI | 2.5 | 140 | 91694251 | 21.4 | 10.0 | n/a | 1 | 230 | XP2-552512 | 93496050 | Y | R0
no cord, 2 speed | 06125000-1040 | 06525893-1340 | PUMP,XP2,R0,4.8MBHP,230V,60HZ,1SPD,D/C,48"MINI | 2.5 | 140 | 91694251 | 21.4 | 10.0 | n/a | 1 | 230 | XP2-552512 | 93496050 | Y | R0
no cord, 2 speed | 06125000-1040 | 06525893-2040 | PUMP,XP2,R0,4.8MBHP,230V,60HZ,1SPD,S/C,48"MINI | 2.5 | 160 | 91694251 | 18 | 10.0 | n/a | 1 | 230 | XP2-552512 | 93526050 | Y | R0
no cord, 2 speed | 06125000-1040 | 06526397-2000 | PUMP,XP2,R0,5.0MBHP,230V,60HZ,1SPD,S/C,60"4P,VITON | 2.5 | 160 | 91694251 | 18 | 10.0 | n/a | 1 | 230 | XP2-552512 | 93526050 | Y | R0
no cord, 2 speed | 06125000-1040 | 06526397-2095 | PUMP,XP2,R0,5.0MBHP,230V,60HZ,1SPD,S/C,60"4P,VITON | 2.5 | 160 | 91694251 | 18 | 10.0 | n/a | 1 | 230 | XP2-552512 | 93526050 | Y | R0
no cord, 2 speed | 06125000-1040 | 06526397-2300 | PUMP,XP2,R0,5.0MBHP,230V,60HZ,1SPD,S/C,60"4P,VITON | 2.5 | 160 | 91694251 | 18 | 10.0 | n/a | 1 | 230 | XP2-552512 | 93526050 | Y | R0
no cord, 2 speed, will have to move to R3 | 06125000-1040 | 06526661-1300 | PUMP,XP2,R3,4.8MBHP,230V,60HZ,1SPD,D/C,120"4P,VITON,9&6NPSC | 2.5 | 140 | 91694251 | 21.4 | 10.0 | n/a | 1 | 230 | XP2-552512 | 93496050 | Y | R3
no cord, 2 speed, will have to move to R9 | 06125000-1040 | 06527659-2300 | PUMP,XP2,R9,5.0MBHP,230V,60HZ,1SPD,S/C,36"4P,9NPSC | 2.5 | 170 | 91694253 | 19.4 | 10.0 | n/a | 1 | 230 | XP2-552512 | 93526050 | Y | R9
2 speed motor | 06130395-2040 | 06530000-1040 | *OBS*PUMP,XP2,R0,4.5MBHP,230V,60HZ,1SPD,D/C | 3.0 | 155 | 91694300 | 24 | 12.0 | n/a | 1 | 230 | XP2-553012 | 93497100 | N | R0
no cord, 2 speed motor | 06130395-2040 | 06530096-1340 | *OBS*PUMP,XP2,R0,4.5MBHP,230V,60HZ,1SPD,D/C,60"3P | 3.0 | 155 | 91694300 | 24 | 12.0 | n/a | 1 | 230 | XP2-553012 | 93497100 | Y | R0
no cord, 2 speed motor | 06130395-2040 | 06530337-2340 | PUMP,XP2,R0,5.0MBHP,230V,60HZ,1SPD,S/C,48"MINI,ORG | 3.0 | 147 | 91694300 | 24.7 | 11.8 | n/a | 1 | 230 | XP2-553012 | 93527102 | Y | R0
no cord, 2 speed motor | 06130395-2040 | 06530462-2040 | PUMP,XP2,R0,5.0MBHP,230V,60HZ,1SPD,S/C,60"4P | 3.0 | 147 | 91694300 | 24.7 | 11.8 | n/a | 1 | 230 | XP2-553012 | 93527102 | Y | R0
no cord, 2 speed motor | 06130395-2040 | 06530462-2341 | PUMP,XP2,R0,5.0MBHP,230V,60HZ,1SPD,S/C,60"4P | 3.0 | 147 | 91694300 | 24.7 | 11.8 | n/a | 1 | 230 | XP2-553012 | 93527102 | Y | R0
no cord, 2 speed motor | 06130395-2040 | 06530466-2340 | PUMP,XP2,R0,5.0MBHP,230V,60HZ,1SPD,S/C,60"3P | 3.0 | 147 | 91694300 | 24.7 | 11.8 | n/a | 1 | 230 | XP2-553012 | 93527102 | Y | R0
no cord, 2 speed motor | 06130395-2040 | 06530473-2040 | PUMP,XP2,R0,5.0MBHP,230V,60HZ,1SPD,S/C,79"4P | 3.0 | 147 | 91694300 | 24.7 | 11.8 | n/a | 1 | 230 | XP2-553012 | 93527102 | Y | R0
no cord, 2 speed motor | 06130395-2040 | 06530473-2340 | PUMP,XP2,R0,5.0MBHP,230V,60HZ,1SPD,S/C,79"4P | 3.0 | 147 | 91694300 | 24.7 | 11.8 | n/a | 1 | 230 | XP2-553012 | 93527102 | Y | R0
no cord, 2 speed motor | 06130395-2040 | 06530488-2040 | PUMP,XP2,R0,5.0MBHP,230V,60HZ,1SPD,S/C,48"MINI | 3.0 | 147 | 91694300 | 24.7 | 11.8 | n/a | 1 | 230 | XP2-553012 | 93527102 | Y | R0
no cord, 2 speed motor | 06130395-2040 | 06530488-2340 | PUMP,XP2,R0,5.0MBHP,230V,60HZ,1SPD,S/C,48"MINI | 3.0 | 147 | 91694300 | 24.7 | 11.8 | n/a | 1 | 230 | XP2-553012 | 93527102 | Y | R0
2 speed motor | 06130395-2040 | 06530500-2040 | PUMP,XP2,R0,5.0MBHP,230V,60HZ,1SPD,S/C | 3.0 | 147 | 91694300 | 24.7 | 11.8 | n/a | 1 | 230 | XP2-553012 | 93527102 | N | R0
2 speed motor | 06130395-2040 | 06530500-2300 | PUMP,XP2,R0,5.0MBHP,230V,60HZ,1SPD,S/C | 3.0 | 147 | 91694300 | 24.7 | 11.8 | n/a | 1 | 230 | XP2-553012 | 93527102 | N | R0
2 speed motor | 06130395-2040 | 06530500-2340 | PUMP,XP2,R0,5.0MBHP,230V,60HZ,1SPD,S/C | 3.0 | 147 | 91694300 | 24.7 | 11.8 | n/a | 1 | 230 | XP2-553012 | 93527102 | N | R0
no cord, 2 speed motor, will have to move to R3 | 06130395-2040 | 06530667-2040 | PUMP,XP2,R3,5.0MBHP,230V,60HZ,1SPD,S/C,60"4P,9&1:30NPSC | 3.0 | 147 | 91694300 | 24.7 | 11.8 | n/a | 1 | 230 | XP2-553012 | 93527102 | Y | R3
no cord, 2 speed motor, will have to move to R3 | 06130395-2040 | 06530667-2340 | PUMP,XP2,R3,5.0MBHP,230V,60HZ,1SPD,S/C,60"4P,9&1:30NPSC | 3.0 | 147 | 91694300 | 24.7 | 11.8 | n/a | 1 | 230 | XP2-553012 | 93527102 | Y | R3
no cord, 2 speed motor, will have to move to R9 | 06130395-2040 | 06530668-2340 | PUMP,XP2,R9,5.0MBHP,230V,60HZ,1SPD,S/C,36"4P,9&1:30NPSC | 3.0 | 147 | 91694300 | 24.7 | 11.8 | n/a | 1 | 230 | XP2-553012 | 93527102 | Y | R9
no cord, 2 speed motor | 06130395-2040 | 06530791-2304 | PUMP,XP2,R0,5.0MBHP,230V,60HZ,1SPD,S/C,48"MINI,ORG,6&9 NPSC | 3.0 | 147 | 91694300 | 24.7 | 11.8 | n/a | 1 | 230 | XP2-553012 | 93527102 | Y | R0
no cord, 2 speed motor | 06130395-2040 | 06530791-2340 | PUMP,XP2,R0,5.0MBHP,230V,60HZ,1SPD,S/C,48"MINI,ORG,6&9 NPSC | 3.0 | 147 | 91694300 | 24.7 | 11.8 | n/a | 1 | 230 | XP2-553012 | 93527102 | Y | R0
no cord, 2 speed motor, will have to move to R9 | 06130395-2040 | 06530794-2304 | PUMP,XP2,R9,3.0HP CONT.,5.0MBHP,230V,60HZ,1SPD,S/C/,48"ORG MINI,1:30HSD,9NPSC | 3.0 | 147 | 91694300 | 24.7 | 11.8 | n/a | 1 | 230 | XP2-553012 | 93527102 | Y | R9
no cord, 2 speed motor, will have to move to R9 | 06130395-2040 | 06530794-2340 | PUMP,XP2,R9,3.0HP CONT.,5.0MBHP,230V,60HZ,1SPD,S/C/,48"ORG MINI,1:30HSD,9NPSC | 3.0 | 147 | 91694300 | 24.7 | 11.8 | n/a | 1 | 230 | XP2-553012 | 93527102 | Y | R9
no cord, 2 speed motor, will have to move to R9 | 06130395-2040 | 06530794-2370 | PUMP,XP2,R9,3.0HP CONT.,5.0MBHP,230V,60HZ,1SPD,S/C/,48"ORG MINI,1:30HSD,9NPSC | 3.0 | 147 | 91694300 | 24.7 | 11.8 | n/a | 1 | 230 | XP2-553012 | 93527102 | Y | R9
no cord, 2 speed motor | 06130395-2040 | 06530796-2340 | PUMP,XP2,R0,5.0MBHP,230V,60HZ,1SPD,S/C,79"MINI,ORG | 3.0 | 147 | 91694300 | 24.7 | 11.8 | n/a | 1 | 230 | XP2-553012 | 93527102 | Y | R0
no cord, 2 speed motor, will have to move to R9, 1HP n/a use 1,5HP | 06115000-1040 | 06610000-2300 | PUMP,XP2,R9,1.5MBHP,115V,60HZ,2SPD,S/C,120"4P,VITON,9&6 NPSC | 1.0 | 100 | 91694110 | 11.0 | 10.3 | 3.5 | 2 | 115 | XP2-551021 | 93523353 | Y | R9
no cord, 2 speed motor, will have to move to R9, 1HP n/a use 1,5HP | 06115000-1040 | 06610000-2340 | PUMP,XP2,R9,1.5MBHP,115V,60HZ,2SPD,S/C,120"4P,VITON,9&6NPSC | 1.0 | 100 | 91694110 | 11.0 | 10.3 | 3.5 | 2 | 115 | XP2-551021 | 93523353 | Y | R9
no cord, 1HP n/a use 1.5HP | 06115000-1040 | 06610001-2340 | PUMP,XP2,R0,1.5MBHP,115V,60HZ,2SPD,S/C,48"4P | 1.0 | 100 | 91694110 | 11.0 | 10.3 | 3.5 | 2 | 115 | XP2-551021 | 93523353 | Y | R0
no cord, 1HP n/a use 1.5HP | 06115517-2040 | 06610080-1340 | PUMP,XP2,R0,1.5MBHP,230V,60HZ,2SPD,D/C,60"4P | 1.0 | 98 | 91694110 | 12 | 6.3 | 1.6 | 2 | 230 | XP2-551022 | 93493360 | Y | R0
no cord, 1HP n/a use 1.5HP | 06115000-1040 | 06610319-2340 | PUMP,XP2,R0,1.5MBHP,115V,60HZ,2SPD,S/C,48"MINI | 1.0 | 100 | 91694110 | 11.0 | 10.3 | 3.5 | 2 | 115 | XP2-551021 | 93523353 | Y | R0
no cord, 1HP n/a use 1.5HP | 06115000-1040 | 06610323-2340 | PUMP,XP2,R0,1.5MBHP,115V,60HZ,2SPD,S/C,48"MINI | 1.0 | 100 | 91694110 | 11.0 | 10.3 | 3.5 | 2 | 115 | XP2-551021 | 93523353 | Y | R0
no cord, 1HP n/a use 1.5HP | 06115000-1040 | 06610323-2370 | PUMP,XP2,R0,1.5MBHP,115V,60HZ,2SPD,S/C,48"MINI | 1.0 | 100 | 91694110 | 11.0 | 10.3 | 3.5 | 2 | 115 | XP2-551021 | 93523353 | Y | R0
no cord, 1HP n/a use 1.5HP | 06115000-1040 | 06610421-2340 | PUMP,XP2,R0,1.5MBHP,115V,60HZ,2SPD,S/C,48"4P,VITON | 1.0 | 100 | 91694110 | 11.0 | 10.3 | 3.5 | 2 | 115 | XP2-551021 | 93523353 | Y | R0
1HP n/a use 1.5HP | 06115000-1040 | 06610500-2040 | PUMP,XP2,R0,1.5MBHP,115V,60HZ,2SPD,S/C,TRIM IMP | 1.0 | 96 | 91694115 | 10.9 | 10.2 | 3.5 | 2 | 115 | XP2-551021 | 93523353 | N | R0
1HP n/a use 1.5HP | 06115000-1040 | 06610500-2340 | PUMP,XP2,R0,1.5MBHP,115V,60HZ,2SPD,S/C,TRIM IMP | 1.0 | 96 | 91694115 | 10.9 | 10.2 | 3.5 | 2 | 115 | XP2-551021 | 93523353 | N | R0
no cord, 1HP n/a use 1.5HP | 06115000-1040 | 06610510-2340 | PUMP,XP2,R0,1.5MBHP,115V,60HZ,2SPD,S/C,36"4P,TRIM IMP | 1.0 | 96 | 91694115 | 10.9 | 10.2 | 3.5 | 2 | 115 | XP2-551021 | 93523353 | Y | R0
no cord, 1HP n/a use 1.5HP | 06115000-1040 | 06610510-5340 | PUMP,XP2,R0,1.5MBHP,115V,60HZ,2SPD,S/C,36"4P,TRIM IMP | 1.0 | 100 | 91694115 | 9.8 | 9.1 | 3.6 | 2 | 115 | XP2-551021 | 93512100 | Y | R0
no cord, 1HP n/a use 1.5HP | 06115000-1040 | 06610591-2040 | PUMP,XP2,R0,1.5MBHP,115V,60HZ,2SPD,S/C,60"4P | 1.0 | 100 | 91694110 | 11.0 | 10.3 | 3.5 | 2 | 115 | XP2-551021 | 93523353 | Y | R0
no cord, will have to move to R9 | 06115000-1040 | 06612482-2040 | PUMP,XP2,R9,1.5MBHP,115V,60HZ,2SPD,S/C,36"4P | 1.5 | [5 empty] | 2 | 115 | XP2-551021 |  | Y | R9
no cord, 1HP n/a use 1.5HP | 06115000-1040 | 06614360-2300 | PUMP,XP2,48FR,R0,1.5MBHP,115V,60HZ,2SPD,S/C,48"MINI,VITON | 1.0 | 90 | 91694104 | 14.6 | 10.3 | 3.5 | 2 | 115 | XP2-551021 | 93523353 | Y | R0
no cord, 1HP n/a use 1.5HP | 06115000-1040 | 06614510-2300 | PUMP,XP2,48FR,R0,1.5MBHP,115V,60HZ,2SPD,S/C,36"4P,VITON,TRIM4,MARQUIS | 1.0 | 90 | 91694104 | 14.6 | 10.3 | 3.5 | 2 | 115 | XP2-551021 | 93523353 | Y | R0
no cord, 1HP n/a use 1.5HP | 06115000-1040 | 06614510-2340 | PUMP,XP2,R0,1.5MBHP,115V,60HZ,2SPD,S/C,36"4P,VITON,TRIM4 | 1.0 | 90 | 91694104 | 14.6 | 10.3 | 3.5 | 2 | 115 | XP2-551021 | 93523353 | Y | R0
| 06115000-1040 | 06615000-1040 | PUMP,XP2,R0,2.0MBHP,115V,60HZ,2SPD,D/C | 1.5 | 115 | 91694150 | 15.4 | 13.8 | 3.8 | 2 | 115 | XP2-551521 | 93495111 | N | R0
| 06115000-1040 | 06615000-2040 | PUMP,XP2,R0,2.0MBHP,115V,60HZ,2SPD,S/C,TRIM IMP | 1.5 | 112 | 91694151 | 14.8 | 12.8 | 3.7 | 2 | 115 | XP2-551521 | 93525104 | N | R0
| 06115000-1040 | 06615000-2340 | PUMP,XP2,R0,2.0MBHP,115V,60HZ,2SPD,S/C,TRIM IMP | 1.5 | 112 | 91694151 | 14.8 | 12.8 | 3.7 | 2 | 115 | XP2-551521 | 93525104 | N | R0
| 06115000-1040 | 06615000-5040 | PUMP,XP2,R0,2.0MBHP,115V,60HZ,2SPD,S/C,TRIM IMP | 1.5 | 110 | 91694151 | 15.5 | 13.5 | 4.9 | 2 | 115 | XP2-551521 | 93513100 | N | R0
no cord, will have to move to R9 | 06115000-1040 | 06615001-1040 | PUMP,XP2,R9,2.0MBHP,115V,60HZ,2SPD,D/C,48"4P,1:30NPT,9NPSC | 1.5 | 115 | 91694150 | 15.4 | 13.8 | 3.8 | 2 | 115 | XP2-551521 | 93495111 | Y | R9
no cord, will have to move to R9 | 06115000-1040 | 06615001-5040 | PUMP,XP2,R9,2.0MBHP,115V,60HZ,2SPD,S/C,48"4P,1:30NPT,9NPSC | 1.5 | 110 | 91694150 | 16.3 | 13.6 | 4.9 | 2 | 115 | XP2-551521 | 93513100 | Y | R9
| 06115517-2040 | 06615005-1040 | PUMP,XP2,R0,2.0MBHP,230V,60HZ,2SPD,D/C | 1.5 | 112 | 91694150 | 15.6 | 8.0 | 2.6 | 2 | 230 | XP2-551522 | 93495141 | N | R0
no cord | 06115517-2040 | 06615080-1040 | PUMP,XP2,R0,2.0MBHP,230V,60HZ,2SPD,D/C,60"4P | 1.5 | 112 | 91694150 | 15.6 | 8.0 | 2.6 | 2 | 230 | XP2-551522 | 93495141 | Y | R0
no cord | 06115517-2040 | 06615080-1050 | PUMP,XP2,R0,2.0MBHP,230V,60HZ,2SPD,D/C,60"4P | 1.5 | 112 | 91694150 | 15.6 | 8.0 | 2.6 | 2 | 230 | XP2-551522 | 93495141 | Y | R0
no cord | 06115517-2040 | 06615080-1340 | PUMP,XP2,R0,2.0MBHP,230V,60HZ,2SPD,D/C,60"4P | 1.5 | 112 | 91694150 | 15.6 | 8.0 | 2.6 | 2 | 230 | XP2-551522 | 93495141 | Y | R0
no cord | 06115517-2040 | 06615080-1350 | PUMP,XP2,R0,2.0MBHP,230V,60HZ,2SPD,D/C,60"4P | 1.5 | 112 | 91694150 | 15.6 | 8.0 | 2.6 | 2 | 230 | XP2-551522 | 93495141 | Y | R0
no cord | 06115517-2040 | 06615189-1340 | PUMP,XP2,R0,2.0MBHP,230V,60HZ,2SPD,D/C,36"4P,TRIM IMP | 1.5 | 115 | 91694151 | 15 | 8.0 | 2.6 | 2 | 230 | XP2-551522 | 93495141 | Y | R0
no cord, will have to move to R3 | 06115000-1040 | 06615285-1340 | PUMP,XP2,R3,2.0MBHP,115V,60HZ,2SPD,D/C,36"4P,9&1:30NPSC,TRIM IMP | 1.5 | 117 | 91694151 | 14.7 | 13.4 | 3.9 | 2 | 115 | XP2-551521 | 93495111 | Y | R3
no cord, will have to move to R3 | 06115000-1040 | 06615314-2340 | PUMP,XP2,R3,2.0MBHP,115V,60HZ,2SPD,S/C,60"4P,9NPT,1:30NPSC | 1.5 | 115 | 91694150 | 15 | 13.5 | 3.7 | 2 | 115 | XP2-551521 | 93525104 | Y | R3
no cord, speed inverted, will have to move to R9 | 06115000-1040 | 06615317-2040 | PUMP,XP2,R3,2.0MBHP,115V,60HZ,2SPD,S/C,48"MINI,RW R>LO,B>HI,9NPT,1:30NPSC | 1.5 | 115 | 91694150 | 15 | 13.5 | 3.7 | 2 | 115 | XP2-551521 | 93525104 | Y | R3
no cord | 06115000-1040 | 06615319-2040 | PUMP,XP2,R0,2.0MBHP,115V,60HZ,2SPD,S/C,48"MINI,TRIM IMP | 1.5 | 112 | 91694151 | 14.8 | 12.8 | 3.7 | 2 | 115 | XP2-551521 | 93525104 | Y | R0
no cord | 06115000-1040 | 06615319-2340 | PUMP,XP2,R0,2.0MBHP,115V,60HZ,2SPD,S/C,48"MINI,TRIM IMP | 1.5 | 112 | 91694151 | 14.8 | 12.8 | 3.7 | 2 | 115 | XP2-551521 | 93525104 | Y | R0
no cord, speed inverted, will have to move to R9 | 06115000-1040 | 06615320-2040 | PUMP,XP2,R9,2.0MBHP,115V,60HZ,2SPD,S/C,48"MINI,RW R>LO,B>HI,9&1:30NPSC | 1.5 | 115 | 91694150 | 15 | 13.5 | 3.7 | 2 | 115 | XP2-551521 | 93525104 | Y | R9
no cord, speed inverted | 06115517-2040 | 06615321-2340 | PUMP,XP2,R0,2.0MBHP,230V,60HZ,2SPD,S/C,48"MINI,RW R>LO,B>HI | 1.5 | 115 | 91694150 | 15.5 | 7.5 | 2.0 | 2 | 230 | XP2-551522 | 93525143 | Y | R0
no cord, will have to move to R3 | 06115517-2040 | 06615335-2300 | PUMP,XP2,R3,2.0MBHP,230V,60HZ,2SPD,S/C,48"MINI,TAN | 1.5 | 115 | 91694150 | 15.5 | 7.5 | 2.0 | 2 | 230 | XP2-551522 | 93525143 | Y | R3
no cord, will have to move to R3 | 06115517-2040 | 06615338-2040 | PUMP,XP2,R3,2.0MBHP,230V,60HZ,2SPD,S/C,60"4P,9&1:30NPSC | 1.5 | 115 | 91694150 | 15.5 | 7.5 | 2.0 | 2 | 230 | XP2-551522 | 93525143 | Y | R3
no cord, will have to move to R3 | 06115517-2040 | 06615345-2340 | PUMP,XP2,R3,2.0MBHP,230V,60HZ,2SPD,S/C,60"4P,9NPT,1:30NPSC | 1.5 | 115 | 91694150 | 15.5 | 7.5 | 2.0 | 2 | 230 | XP2-551522 | 93525143 | Y | R3
no cord, will have to move to R3 | 06115517-2040 | 06615398-2040 | PUMP,XP2,R3,2.0MBHP,230V,60HZ,2SPD,S/C,36"4P,9&1:30NPSC | 1.5 | 115 | 91694150 | 15.5 | 7.5 | 2.0 | 2 | 230 | XP2-551522 | 93525143 | Y | R3
no cord, will have to move to R3 | 06115517-2040 | 06615398-2300 | PUMP,XP2,R3,2.0MBHP,230V,60HZ,2SPD,S/C,36"4P,9&1:30NPSC | 1.5 | 115 | 91694150 | 15.5 | 7.5 | 2.0 | 2 | 230 | XP2-551522 | 93525143 | Y | R3
no cord, will have to move to R3 | 06115517-2040 | 06615398-2340 | PUMP,XP2,R3,2.0MBHP,230V,60HZ,2SPD,S/C,36"4P,9&1:30NPSC | 1.5 | 115 | 91694150 | 15.5 | 7.5 | 2.0 | 2 | 230 | XP2-551522 | 93525143 | Y | R3
no cord, will have to move to R9 | 06115000-1040 | 06615443-2340 | PUMP,XP2,R9,2.0MBHP,115V,60HZ,2SPD,S/C,60"4P,NPSC1:30&9,TRIM IMP | 1.5 | 112 | 91694151 | 14.8 | 12.8 | 3.7 | 2 | 115 | XP2-551521 | 93525104 | Y | R9
no cord, will have to move to R3 | 06115000-1040 | 06615452-2040 | PUMP,XP2,R3,2.0MBHP,115V,60HZ,2SPD,S/C,60"4P,9&1:30NPSC,TRIM IMP | 1.5 | 112 | 91694151 | 14.8 | 12.8 | 3.7 | 2 | 115 | XP2-551521 | 93525104 | Y | R3
no cord, will have to move to R3 | 06115000-1040 | 06615452-2300 | PUMP,XP2,R3,2.0MBHP,115V,60HZ,2SPD,S/C,60"4P,9&1:30NPSC,TRIM IMP | 1.5 | 112 | 91694151 | 14.8 | 12.8 | 3.7 | 2 | 115 | XP2-551521 | 93525104 | Y | R3
no cord, will have to move to R3 | 06115000-1040 | 06615452-2340 | PUMP,XP2,R3,2.0MBHP,115V,60HZ,2SPD,S/C,60"4P,9&1:30NPSC,TRIM IMP | 1.5 | 112 | 91694151 | 14.8 | 12.8 | 3.7 | 2 | 115 | XP2-551521 | 93525104 | Y | R3
no cord | 06115000-1040 | 06615456-2040 | PUMP,XP2,R0,2.0MBHP,115V,60HZ,2SPD,S/C,36"4P,TRIM IMP | 1.5 | 112 | 91694151 | 14.8 | 12.8 | 3.7 | 2 | 115 | XP2-551521 | 93525104 | Y | R0
no cord | 06115000-1040 | 06615456-2340 | PUMP,XP2,R0,2.0MBHP,115V,60HZ,2SPD,S/C,36"4P,TRIM IMP | 1.5 | 112 | 91694151 | 14.8 | 12.8 | 3.7 | 2 | 115 | XP2-551521 | 93525104 | Y | R0
no cord | 06115000-1040 | 06615456-5340 | PUMP,XP2,R0,2.0MBHP,115V,60HZ,2SPD,S/C,36"4P,TRIM IMP | 1.5 | 110 | 91694151 | 15.5 | 13.5 | 4.9 | 2 | 115 | XP2-551521 | 93513100 | Y | R0
no cord, will have to move to R3 | 06115000-1040 | 06615457-2040 | PUMP,XP2,R3,2.0MBHP,115V,60HZ,2SPD,S/C,36"4P,9&1:30NPSC,TRIM IMP | 1.5 | 112 | 91694151 | 14.8 | 12.8 | 3.7 | 2 | 115 | XP2-551521 | 93525104 | Y | R3
no cord, will have to move to R3 | 06115000-1040 | 06615457-2340 | PUMP,XP2,R3,2.0MBHP,115V,60HZ,2SPD,S/C,36"4P,9&1:30NPSC,TRIM IMP | 1.5 | 112 | 91694151 | 14.8 | 12.8 | 3.7 | 2 | 115 | XP2-551521 | 93525104 | Y | R3
no cord | 06115517-2040 | 06615459-2040 | PUMP,XP2,R0,2.0MBHP,230V,60HZ,2SPD,S/C,36"4P | 1.5 | 115 | 91694150 | 15.5 | 7.5 | 2.0 | 2 | 230 | XP2-551522 | 93525143 | Y | R0
no cord | 06115517-2040 | 06615459-2340 | PUMP,XP2,R0,2.0MBHP,230V,60HZ,2SPD,S/C,36"4P | 1.5 | 115 | 91694150 | 15.5 | 7.5 | 2.0 | 2 | 230 | XP2-551522 | 93525143 | Y | R0
no cord, will have to move to R9 | n/a use 1.5HP | 06615482-2040 | PUMP,XP2,R9,1.5MBHP,115V,60HZ,2SPD,S/C,36"4P,9&1:30NPSC,TRIM IMP | 1.0 | 96 | 91694115 | 10.9 | 10.2 | 3.5 | 2 | 115 | XP2-551021 | 93523353 | Y | R9
no cord | 06115517-2040 | 06615482-2340 | PUMP,XP2,R0,2.0MBHP,230V,60HZ,2SPD,S/C,60"4P | 1.5 | [5 empty] | 2 | 230 | XP2-551522 |  | Y | R0
no cord | 06115000-1040 | 06615484-1040 | PUMP,XP2,R0,2.0MBHP,115V,60HZ,2SPD,D/C,60"4P | 1.5 | 115 | 91694150 | 15.4 | 13.8 | 3.8 | 2 | 115 | XP2-551521 | 93495111 | Y | R0
no cord | 06115000-1040 | 06615484-1340 | PUMP,XP2,R0,2.0MBHP,115V,60HZ,2SPD,D/C,60"4P | 1.5 | 115 | 91694150 | 15.4 | 13.8 | 3.8 | 2 | 115 | XP2-551521 | 93495111 | Y | R0
no cord | 06115000-1040 | 06615484-2040 | PUMP,XP2,R0,2.0MBHP,115V,60HZ,2SPD,S/C,60"4P | 1.5 | 115 | 91694150 | 15 | 13.5 | 3.7 | 2 | 115 | XP2-551521 | 93525104 | Y | R0
no cord | 06115000-1040 | 06615484-2340 | PUMP,XP2,R0,2.0MBHP,115V,60HZ,2SPD,S/C,60"4P | 1.5 | 115 | 91694150 | 15 | 13.5 | 3.7 | 2 | 115 | XP2-551521 | 93525104 | Y | R0
no cord | 06115517-2040 | 06615485-2040 | PUMP,XP2,R0,2.0MBHP,230V,60HZ,2SPD,S/C,60"4P | 1.5 | 115 | 91694150 | 15.5 | 7.5 | 2.0 | 2 | 230 | XP2-551522 | 93525143 | Y | R0
no cord | 06115517-2040 | 06615485-2340 | PUMP,XP2,R0,2.0MBHP,230V,60HZ,2SPD,S/C,60"4P | 1.5 | 115 | 91694150 | 15.5 | 7.5 | 2.0 | 2 | 230 | XP2-551522 | 93525143 | Y | R0
no cord | 06115517-2040 | 06615489-2300 | PUMP,XP2,R0,1.5HP CONT.,3.0MBHP,230V,60HZ,2SPD,S/C,48"MINI | 1.5 | 115 | 91694150 | 15.5 | 7.5 | 2.0 | 2 | 230 | XP2-551522 | 93525143 | Y | R0
no cord | 06115517-2040 | 06615489-2340 | PUMP,XP2,R0,1.5HP CONT.,3.0MBHP,230V,60HZ,2SPD,S/C,48"MINI | 1.5 | 115 | 91694150 | 15.5 | 7.5 | 2.0 | 2 | 230 | XP2-551522 | 93525143 | Y | R0
no cord | 06115000-1040 | 06615510-2000 | PUMP,XP2,R0,2.0MBHP,115V,60HZ,2SPD,S/C,36"4P | 1.5 | 115 | 91694150 | 15 | 13.5 | 3.7 | 2 | 115 | XP2-551521 | 93525104 | Y | R0
no cord | 06115000-1040 | 06615510-2040 | PUMP,XP2,R0,2.0MBHP,115V,60HZ,2SPD,S/C,36"4P | 1.5 | 115 | 91694150 | 15 | 13.5 | 3.7 | 2 | 115 | XP2-551521 | 93525104 | Y | R0
no cord | 06115000-1040 | 06615510-2300 | PUMP,XP2,R0,2.0MBHP,115V,60HZ,2SPD,S/C,36"4P | 1.5 | 115 | 91694150 | 15 | 13.5 | 3.7 | 2 | 115 | XP2-551521 | 93525104 | Y | R0
no cord | 06115000-1040 | 06615510-2340 | PUMP,XP2,R0,2.0MBHP,115V,60HZ,2SPD,S/C,36"4P | 1.5 | 115 | 91694150 | 15 | 13.5 | 3.7 | 2 | 115 | XP2-551521 | 93525104 | Y | R0
no cord, will have to move to R9 | 06115517-2040 | 06615514-2040 | PUMP,XP2,R9,2.0MBHP,230V,60HZ,2SPD,S/C,9&1:30NPSC | 1.5 | 115 | 91694150 | 15.5 | 7.5 | 2.0 | 2 | 230 | XP2-551522 | 93525143 | N | R9
no cord, will have to move to R9 | 06115517-2040 | 06615514-2340 | PUMP,XP2,R9,2.0MBHP,230V,60HZ,2SPD,S/C,9&1:30NPSC | 1.5 | 115 | 91694150 | 15.5 | 7.5 | 2.0 | 2 | 230 | XP2-551522 | 93525143 | N | R9
| 06115517-2040 | 06615517-2000 | PUMP,XP2,R0,2.0MBHP,230V,60HZ,2SPD,S/C | 1.5 | 115 | 91694150 | 15.5 | 7.5 | 2.0 | 2 | 230 | XP2-551522 | 93525143 | N | R0
| 06115517-2040 | 06615517-2040 | PUMP,XP2,R0,2.0MBHP,230V,60HZ,2SPD,S/C | 1.5 | 115 | 91694150 | 15.5 | 7.5 | 2.0 | 2 | 230 | XP2-551522 | 93525143 | N | R0
| 06115517-2040 | 06615517-2340 | PUMP,XP2,R0,2.0MBHP,230V,60HZ,2SPD,S/C | 1.5 | 115 | 91694150 | 15.5 | 7.5 | 2.0 | 2 | 230 | XP2-551522 | 93525143 | N | R0
| 06115517-2040 | 06615517-5040 | PUMP,XP2,R0,2.0MBHP,230V,60HZ,2SPD,S/C | 1.5 | 110 | 91694150 | 17.6 | 6.2 | 2.4 | 2 | 230 | XP2-551522 | 93513300 | N | R0
no cord | 06115000-1040 | 06615519-2040 | PUMP,XP2,R0,2.0MBHP,115V,60HZ,2SPD,S/C,79"4P,TRIM IMP | 1.5 | 112 | 91694151 | 14.8 | 12.8 | 3.7 | 2 | 115 | XP2-551521 | 93525104 | Y | R0
no cord | 06115000-1040 | 06615519-2340 | PUMP,XP2,R0,2.0MBHP,115V,60HZ,2SPD,S/C,79"4P,TRIM IMP | 1.5 | 112 | 91694151 | 14.8 | 12.8 | 3.7 | 2 | 115 | XP2-551521 | 93525104 | Y | R0
no cord | 06115517-2040 | 06615521-1040 | PUMP,XP2,R0,2.0MBHP,230V,60HZ,2SPD,D/C,36"4P | 1.5 | 112 | 91694150 | 15.6 | 8.0 | 2.6 | 2 | 230 | XP2-551522 | 93495141 | Y | R0
no cord | 06115517-2040 | 06615521-1340 | PUMP,XP2,R0,2.0MBHP,230V,60HZ,2SPD,D/C,36"4P | 1.5 | 112 | 91694150 | 15.6 | 8.0 | 2.6 | 2 | 230 | XP2-551522 | 93495141 | Y | R0
no cord, will have to move to R3 | 06115517-2040 | 06615533-1340 | PUMP,XP2,R3,2.0MBHP,230V,60HZ,2SPD,D/C,36"4P,9&1:30NPSC | 1.5 | 112 | 91694150 | 15.6 | 8.0 | 2.6 | 2 | 230 | XP2-551522 | 93495141 | Y | R3
no cord | 06115000-1040 | 06615597-1040 | PUMP,XP2,R0,2.0MBHP,115V,60HZ,2SPD,D/C,79"4P | 1.5 | 115 | 91694150 | 15.4 | 13.8 | 3.8 | 2 | 115 | XP2-551521 | 93495111 | Y | R0
no cord | 06115000-1040 | 06615597-1340 | PUMP,XP2,R0,2.0MBHP,115V,60HZ,2SPD,D/C,79"4P | 1.5 | 115 | 91694150 | 15.4 | 13.8 | 3.8 | 2 | 115 | XP2-551521 | 93495111 | Y | R0
no cord | 06115000-1040 | 06615607-1040 | PUMP,XP2,R0,2.0MBHP,115V,60HZ,2SPD,D/C,36"4P,TRIM IMP | 1.5 | 117 | 91694151 | 14.7 | 13.4 | 3.9 | 2 | 115 | XP2-551521 | 93495111 | Y | R0
no cord | 06115000-1040 | 06615607-1340 | PUMP,XP2,R0,2.0MBHP,115V,60HZ,2SPD,D/C,36"4P,TRIM IMP | 1.5 | 117 | 91694151 | 14.7 | 13.4 | 3.9 | 2 | 115 | XP2-551521 | 93495111 | Y | R0
no cord | 06115517-2040 | 06615684-2300 | PUMP,XP2,R0,2.0MBHP,230V,60HZ,2SPD,S/C,60"4P,VITON | 1.5 | 115 | 91694150 | 15.5 | 7.5 | 2.0 | 2 | 230 | XP2-551522 | 93525143 | Y | R0
no cord, will have to move to R3 | 06115517-2040 | 06615685-2300 | PUMP,XP2,R3,2.0MBHP,230V,60HZ,2SPD,S/C,60"4P,9&1:30NPSC,VITON | 1.5 | 115 | 91694150 | 15.5 | 7.5 | 2.0 | 2 | 230 | XP2-551522 | 93525143 | Y | R3
no cord, will have to move to R3 | 06115000-1040 | 06615686-2040 | PUMP,XP2,R3,2.0MBHP,115V,60HZ,2SPD,S/C,60"4P,VITON,1:30&9NPSC,TRIM IMP | 1.5 | 112 | 91694151 | 14.8 | 12.8 | 3.7 | 2 | 115 | XP2-551521 | 93525104 | Y | R3
no cord, will have to move to R3 | 06115000-1040 | 06615686-2300 | PUMP,XP2,R3,2.0MBHP,115V,60HZ,2SPD,S/C,60"4P,VITON,1:30&9NPSC,TRIM IMP | 1.5 | 112 | 91694151 | 14.8 | 12.8 | 3.7 | 2 | 115 | XP2-551521 | 93525104 | Y | R3
no cord, will have to move to R3 | 06115000-1040 | 06615686-2340 | PUMP,XP2,R3,2.0MBHP,115V,60HZ,2SPD,S/C,60"4P,VITON,1:30&9NPSC,TRIM IMP | 1.5 | 112 | 91694151 | 14.8 | 12.8 | 3.7 | 2 | 115 | XP2-551521 | 93525104 | Y | R3
no cord, will have to move to R3 | 06115000-1040 | 06615686-5300 | PUMP,XP2,R3.2.0MBHP,115V,60HZ,2SPD,S/C,60"4P,VITON,1:30&9NPSC,TRIM IMP | 1.5 | 110 | 91694151 | 15.5 | 13.5 | 4.9 | 2 | 115 | XP2-551521 | 93513100 | Y | R3
no cord, will have to move to R3 | 06115000-1040 | 06615735-1340 | PUMP,XP2,R3,2.0MBHP,115V,60HZ,2SPD,D/C,48"MINI,9&1:30NPSC,TRIM IMP | 1.5 | 117 | 91694151 | 14.7 | 13.4 | 3.9 | 2 | 115 | XP2-551521 | 93495111 | Y | R3
no cord | 06115517-2040 | 06615763-1340 | PUMP,XP2,R0,2.0MBHP,115V,60HZ,2SPD,D/C,NPSC @1:30&9,6NPT,48"HQ MINI,TRIM IMP | 1.5 | 117 | 91694151 | 14.7 | 13.4 | 3.9 | 2 | 115 | XP2-551521 | 93495111 | Y | R0
no cord | 06115517-2040 | 06615763-2340 | PUMP,XP2,R0,2.0MBHP,115V,60HZ,2SPD,S/C,48"HQ MINI,1:30&9NPSC,6NPT | 1.5 | 115 | 91694150 | 15 | 13.5 | 3.7 | 2 | 115 | XP2-551521 | 93525104 | Y | R0
no cord | 06115517-2040 | 06615792-2340 | PUMP,XP2,R0,1.5HP CONT.,3.0MBHP,230V,60HZ,2SPD,S/C,48"RED MINI | 1.5 | 115 | 91694150 | 15.5 | 7.5 | 2.0 | 2 | 230 | XP2-551522 | 93525143 | Y | R0
| 06115517-2040 | 06615879-1340 | PUMP,XP2,R0,2.0MBHP,230V,60HZ,2SPD,D/C,NPSC@1:30&9,6NPT | 1.5 | 112 | 91694150 | 15.6 | 8.0 | 2.6 | 2 | 230 | XP2-551522 | 93495141 | Y | R0
no cord | 06115517-2040 | 06615883-1340 | PUMP,XP2,R0,2.0MBHP,230V,60HZ,2SPD,D/C,60"4P,NPSC@1:30&9,6NPT | 1.5 | 112 | 91694150 | 15.6 | 8.0 | 2.6 | 2 | 230 | XP2-551522 | 93495141 | Y | R0
no cord, will have to move to R3 | 06115000-1040 | 06615885-1300 | PUMP,XP2,R3,2.0MBHP,115V,60HZ,2SPD,D/C,60"4P,9NPSC,TRIM IMP | 1.5 | 117 | 91694151 | 14.7 | 13.4 | 3.9 | 2 | 115 | XP2-551521 | 93495111 | Y | R3
no cord, speed inverted, will have to move to R9 | 06115000-1040 | 06615889-1040 | PUMP,XP2,R9,2.0MBHP,115V,60HZ,2SPD,D/C,48"MINI,1:30NPT,9NPSC,RW B-HI,R-LO | 1.5 | 115 | 91694150 | 15.4 | 13.8 | 3.8 | 2 | 115 | XP2-551521 | 93495111 | Y | R9
no cord, will have to move to R9 | 06115000-1040 | 06615890-1040 | PUMP,XP2,R9,2.0MBHP,115V,60HZ,2SPD,D/C,48"MINI,1:30 NPT,9NPSC | 1.5 | 115 | 91694150 | 15.4 | 13.8 | 3.8 | 2 | 115 | XP2-551521 | 93495111 | Y | R9
no cord, will have to move to R9 | 06115000-1040 | 06615890-2040 | PUMP,XP2,R9,2.0MBHP,115V,60HZ,2SPD,D/C,48"MINI,1:30NPT,9NPSC | 1.5 | [5 empty] | 2 | 115 | XP2-551521 |  | Y | R9
no cord, will have to move to R3 | 06115000-1040 | 06615891-1340 | PUMP,XP2,R3,2.0MBHP,115V,60HZ,2SPD,D/C,48"MINI,9&1:30NPSC | 1.5 | 115 | 91694150 | 15.4 | 13.8 | 3.8 | 2 | 115 | XP2-551521 | 93495111 | Y | R3
no cord, will have to move to R3 | 06115517-2040 | 06615892-1340 | PUMP,XP2,R3,2.0MBHP,230V,60HZ,2SPD,D/C,48"MINI,9&1:30NPSC | 1.5 | 112 | 91694150 | 15.6 | 8.0 | 2.6 | 2 | 230 | XP2-551522 | 93495141 | Y | R3
no cord | 06115000-1040 | 06615907-1340 | PUMP,XP2,R0,2.0MBHP,115V,60HZ,2SPD,D/C,NPSC@1:30&9,6NPT,TRIM IMP | 1.5 | 117 | 91694151 | 14.7 | 13.4 | 3.9 | 2 | 115 | XP2-551521 | 93495111 | Y | R0
no cord, will have to move to R3 | 06115517-2040 | 06615978-2300 | PUMP,XP2,R3,2.0MBHP,230V,60HZ,2SPD,S/C,79"4P,9&1:30NPSC,VITON | 1.5 | 115 | 91694150 | 15.5 | 7.5 | 2.0 | 2 | 230 | XP2-551522 | 93525143 | Y | R3
no cord | 06115000-1040 | 06617001-2340 | PUMP,XP2,R0,2.0MBHP,115V,60HZ,2SPD,S/C,36"4P,NPSC@1:30&9,6NPT,TRIM IMP | 1.5 | 112 | 91694151 | 14.8 | 12.8 | 3.7 | 2 | 115 | XP2-551521 | 93525104 | Y | R0
no cord, will have to move to R3 | 06115000-1040 | 06617336-2040 | PUMP,XP2,R3,2.0MBHP,115V,60HZ,2SPD,S/C,48"MINI,9NPT,1:30NPSC,TRIM IMP | 1.5 | 112 | 91694151 | 14.8 | 12.8 | 3.7 | 2 | 115 | XP2-551521 | 93525104 | Y | R3
no cord | 06115000-1040 | 06617763-2340 | PUMP,XP2,R0,2.0MBHP,115V,60HZ,2SPD,S/C,NPSC@1:30&9,6NPT,48"HQ MINI,TRIM IMP | 1.5 | 112 | 91694151 | 14.8 | 12.8 | 3.7 | 2 | 115 | XP2-551521 | 93525104 | Y | R0
no cord | 06115000-1040 | 06617933-1040 | PUMP,XP2,R0,2.0MBHP,115V,60HZ,2SPD,D/C,NPSC1:30&9,NPT6,36"4P,TRIM IMP | 1.5 | 117 | 91694151 | 14.7 | 13.4 | 3.9 | 2 | 115 | XP2-551521 | 93495111 | Y | R0
no cord | 06115000-1040 | 06617933-1340 | PUMP,XP2,R0,2.0MBHP,115V,60HZ,2SPD,D/C,NPSC1:30&9,NPT6,36"4P,TRIM IMP | 1.5 | 117 | 91694151 | 14.7 | 13.4 | 3.9 | 2 | 115 | XP2-551521 | 93495111 | Y | R0
no cord | 06115517-2040 | 06618000-2340 | *OBS*PUMP,XP2e,R0,2.0MBHP,230V,60HZ,2SPD,S/C,60"4P | 1.5 | 118 | 91695152 | 13.4 | 7.0 | 2.0 | 2 | 230 | XP2e-551522 | 93525143 | Y | R0
no cord, will have to move to R9 | 06125000-1040 | 06618382-2300 | *OBS*PUMP,XP2,R9,5.0MBHP,230V,60HZ,2SPD,S/C,120"4P,VITON,9&6NPSC | 2.5 | 134 | 91694152 | 21.4 | 10.7 | 3.2 | 2 | 230 | XP2-552522 | 93526151 | Y | R9
no cord | 06115000-1040 | 06619323-2040 | PUMP,XP2,R0,1.5HP CONT.,2.6MBHP,115V,60HZ,2SPD,S/C,48"MINI RED | 1.5 | 194 | 91694153 | 23.0 | 13.9 | 3.5 | 2 | 115 | XP2-551521 | 93525104 | Y | R0
no cord | 06115000-1040 | 06619323-2340 | PUMP,XP2,R0,1.5HP CONT.,2.6MBHP,115V,60HZ,2SPD,S/C,48"MINI RED | 1.5 | 194 | 91694153 | 23.0 | 13.9 | 3.5 | 2 | 115 | XP2-551521 | 93525104 | Y | R0
no cord | 06115000-1040 | 06619421-2340 | PUMP,XP2,R0,2.6MBHP,115V,60HZ,2SPD,S/C,48"AMP4P | 1.5 | 194 | 91694153 | 23.0 | 13.9 | 3.5 | 2 | 115 | XP2-551521 | 93525104 | Y | R0
no cord | 06115000-1040 | 06619519-2040 | PUMP,XP2,R0,2.0MBHP,115V,60HZ,2SPD,S/C,79"4P | 1.5 | 194 | 91694153 | 23.0 | 13.9 | 3.5 | 2 | 115 | XP2-551521 | 93525104 | Y | R0
no cord | 06115000-1040 | 06619519-2340 | PUMP,XP2,R0,2.0MBHP,115V,60HZ,2SPD,S/C,79"4P | 1.5 | 194 | 91694153 | 23.0 | 13.9 | 3.5 | 2 | 115 | XP2-551521 | 93525104 | Y | R0
| 06120500-2040 | 06620000-1000 | PUMP,XP2,R0,3.6MBHP,230V,60HZ,2SPD,D/C | 2.0 | 148 | 91694200 | 16 | 8.5 | 2.8 | 2 | 230 | XP2-552022 | 93496103 | N | R0
| 06120500-2040 | 06620000-1040 | PUMP,XP2,R0,3.6MBHP,230V,60HZ,2SPD,D/C | 2.0 | 148 | 91694200 | 16 | 8.5 | 2.8 | 2 | 230 | XP2-552022 | 93496103 | N | R0
| 06120500-2040 | 06620000-1300 | PUMP,XP2,R0,3.6MBHP,230V,60HZ,2SPD,D/C | 2.0 | 148 | 91694200 | 16 | 8.5 | 2.8 | 2 | 230 | XP2-552022 | 93496103 | N | R0
| 06120500-2040 | 06620000-1340 | PUMP,XP2,R0,3.6MBHP,230V,60HZ,2SPD,D/C | 2.0 | 148 | 91694200 | 16 | 8.5 | 2.8 | 2 | 230 | XP2-552022 | 93496103 | N | R0
| 06120500-2040 | 06620000-2040 | *OBS*PUMP,XP2,R0,3.6MBHP,230V,60HZ,2SPD,D/C | 3.6 |  | 91694200 |  |  |  | 2 | 230 | XP2-552022 | 93526102 | N | R0
no cord | 06120500-2040 | 06620001-2340 | PUMP,XP2,R0,4.0MBHP,230V,60HZ,2SPD,S/C,79"4P,VITON | 2.0 | 122 | 91694200 | 19.0 | 8.6 | 2.6 | 2 | 230 | XP2-552022 | 93526114 | Y | R0
| 06120500-2040 | 06620002-2040 | PUMP,XP2,R0,3.0MBHP,230V,60HZ,2SPD,S/C | 2.0 | 130 | 91694200 | 18 | 9.0 | 3.0 | 2 | 230 | XP2-552022 | 93526106 | N | R0
no cord | 06120500-2040 | 06620003-2300 | PUMP,XP2,R0,3.65MBHP,230V,60HZ,2SPD,S/C,120"4P,VITON | 2.0 | 130 | 91694200 | 18 | 9.0 | 3.0 | 2 | 230 | XP2-552022 | 93526106 | Y | R0
no cord | 06120500-2040 | 06620003-2340 | PUMP,XP2,R0,3.65MBHP,230V,60HZ,2SPD,S/C,120"4P,VITON | 2.0 | 130 | 91694200 | 18 | 9.0 | 3.0 | 2 | 230 | XP2-552022 | 93526106 | Y | R0
no cord | 06120500-2040 | 06620005-1340 | PUMP,XP2,R0,3.6MBHP,230V,60HZ,2SPD,S/C,48"4P,SU NBELT | 2.0 | 148 | 91694200 | 16 | 8.5 | 2.8 | 2 | 230 | XP2-552022 | 93496103 | Y | R0
no cord, speed inverted | 06120500-2040 | 06620005-2340 | PUMP,XP2,R0,3.6MBHP,230V,60HZ,2SPD,S/C,48"4P,RW,9&1:30NPT,6NPSC,SUNBELT | 2.0 | 130 | 91694200 | 18 | 9.0 | 3.0 | 2 | 230 | XP2-552022 | 93526106 | Y | R0
no cord, will have to move to R9 | 06120500-2040 | 06620006-2040 | PUMP,XP2,R9,3.6MBHP,230V,60HZ,2SPD,S/C,79"4P,1:30&9NPSC | 2.0 | 130 | 91694200 | 18 | 9.0 | 3.0 | 2 | 230 | XP2-552022 | 93526106 | Y | R9
no cord | 06120500-2040 | 06620008-2340 | PUMP,XP2,R0,4.0MBHP,230V,60HZ,2SPD,S/C,79"4P,VITON,9&1:30NPT,6NPSC | 2.0 | 122 | 91694200 | 19.0 | 8.6 | 2.6 | 2 | 230 | XP2-552022 | 93526114 | Y | R0
no cord | 06120500-2040 | 06620010-2040 | PUMP,XP2,R0,3.6MBHP,230V,60HZ,2SPD,S/C,48"4P,6NPT | 2.0 | 130 | 91694200 | 18 | 9.0 | 3.0 | 2 | 230 | XP2-552022 | 93526106 | Y | R0
no cord | 06120500-2040 | 06620011-5040 | PUMP,XP2,R0,3.6MBHP,230V,60HZ,2SPD,S/C,48"4P | 2.0 | 130 | 91694200 | 18.4 | 8.2 | 2.6 | 2 | 230 | XP2-552022 | 93515300 | Y | R0
no cord, will have to move to R3 | 06120500-2040 | 06620031-1040 | PUMP,XP2,R3,3.6MBHP,230V,60HZ,2SPD,D/C,36"4P,9&1:30NPSC | 2.0 | 148 | 91694200 | 16 | 8.5 | 2.8 | 2 | 230 | XP2-552022 | 93496103 | Y | R3
no cord, will have to move to R3 | 06120500-2040 | 06620031-1300 | PUMP,XP2,R3,3.6MBHP,230V,60HZ,2SPD,D/C,36"4P,9&1:30NPSC | 2.0 | 148 | 91694200 | 16 | 8.5 | 2.8 | 2 | 230 | XP2-552022 | 93496103 | Y | R3
no cord, will have to move to R3 | 06120500-2040 | 06620031-1340 | PUMP,XP2,R3,3.6MBHP,230V,60HZ,2SPD,D/C,36"4P,9&1:30NPSC | 2.0 | 148 | 91694200 | 16 | 8.5 | 2.8 | 2 | 230 | XP2-552022 | 93496103 | Y | R3
no cord | 06120500-2040 | 06620080-1040 | PUMP,XP2,R0,3.6MBHP,230V,60HZ,2SPD,D/C,60"4P | 2.0 | 148 | 91694200 | 16 | 8.5 | 2.8 | 2 | 230 | XP2-552022 | 93496103 | Y | R0
no cord | 06120500-2040 | 06620080-1300 | PUMP,XP2,R0,3.6MBHP,230V,60HZ,2SPD,D/C,60"4P | 2.0 | 148 | 91694200 | 16 | 8.5 | 2.8 | 2 | 230 | XP2-552022 | 93496103 | Y | R0
no cord | 06120500-2040 | 06620080-1340 | PUMP,XP2,R0,3.6MBHP,230V,60HZ,2SPD,D/C,60"4P | 2.0 | 148 | 91694200 | 16 | 8.5 | 2.8 | 2 | 230 | XP2-552022 | 93496103 | Y | R0
no cord, will have to move to R9 | 06120500-2040 | 06620173-1040 | PUMP,XP2,R9,3.6MBHP,230V,60HZ,2SPD,D/C,48"MINI,9&1:30NPSC | 2.0 | 148 | 91694200 | 16 | 8.5 | 2.8 | 2 | 230 | XP2-552022 | 93496103 | Y | R9
will have to move to R9 | 06120500-2040 | 06620205-1300 | PUMP,XP2,R9,3.6MBHP,230V,60HZ,2SPD,D/C,9&1:30NPSC | 2.0 | 148 | 91694200 | 16 | 8.5 | 2.8 | 2 | 230 | XP2-552022 | 93496103 | N | R9
no cord, will have to move to R3 | 06120500-2040 | 06620287-1300 | PUMP,XP2,R3,3.6MBHP,230V,60HZ,2SPD,D/C,60"4P,9&1:30NPSC | 2.0 | 148 | 91694200 | 16 | 8.5 | 2.8 | 2 | 230 | XP2-552022 | 93496103 | Y | R3
no cord | 06120500-2040 | 06620311-2340 | PUMP,XP2,R0,3.6MBHP,230V,60HZ,2SPD,S/C,60"4PRW,SUNBELT | 2.0 | 130 | 91694200 | 18 | 9.0 | 3.0 | 2 | 230 | XP2-552022 | 93526106 | Y | R0
no cord, speed inverted | 06120500-2040 | 06620312-2340 | PUMP,XP2,R0,3.6MBHP,230V,60HZ,2SPD,S/C,60"4P,RW R>LO,B>HI | 2.0 | 130 | 91694200 | 18 | 9.0 | 3.0 | 2 | 230 | XP2-552022 | 93526106 | Y | R0
no cord, speed inverted | 06120500-2040 | 06620321-2040 | PUMP,XP2,R0,3.6MBHP,230V,60HZ,2SPD,S/C,48"MINI,RW R>LO,B>HI | 2.0 | 130 | 91694200 | 18 | 9.0 | 3.0 | 2 | 230 | XP2-552022 | 93526106 | Y | R0
no cord, speed inverted | 06120500-2040 | 06620321-2340 | PUMP,XP2,R0,3.6MBHP,230V,60HZ,2SPD,S/C,48"MINI,RW R>L0,B>HI | 2.0 | 130 | 91694200 | 18 | 9.0 | 3.0 | 2 | 230 | XP2-552022 | 93526106 | Y | R0
no cord | 06120500-2040 | 06620329-2040 | PUMP,XP2,R0,3.6MBHP,230V,60HZ,2SPD,S/C,48"MINI,9HSD,6NPSC | 2.0 | 130 | 91694200 | 18 | 9.0 | 3.0 | 2 | 230 | XP2-552022 | 93526106 | Y | R0
no cord, xp2e | 05320761-2000 | 06620330-2340 | PUMP,56FR,XP2,R0,4.0MBHP,230V,60HZ,2SPD,S/C,48"MINI,W/GROMMETS | 2.0 | 136 | 91694200 | 18 | 8.3 | 3.8 | 2 | 230 | XP2-632022 | 93526830 | Y | R0
no cord, will have to move to R9 | 06120500-2040 | 06620334-2300 | PUMP,XP2,R9,4.0MBHP,230V,60HZ,2SPD,S/C,48"MINI,TAN,NPSC @9&1:30 | 2.0 | 140 | 91694201 | 16.7 | 8.6 | 2.6 | 2 | 230 | XP2-552022 | 93526114 | Y | R9
no cord, will have to move to R3 | 06120500-2040 | 06620339-1300 | PUMP,XP2,R3,3.6MBHP,230V,60HZ,2SPD,S/C,36"4P,9NPT,1:30NPSC | 2.0 | 148 | 91694200 | 16 | 8.5 | 2.8 | 2 | 230 | XP2-552022 | 93496103 | Y | R3
no cord, will have to move to R3 | 06120500-2040 | 06620339-2300 | PUMP,XP2,R3,3.6MBHP,230V,60HZ,2SPD,S/C,36"4P,9NPT,1:30NPSC | 2.0 | 130 | 91694200 | 18 | 9.0 | 3.0 | 2 | 230 | XP2-552022 | 93526106 | Y | R3
no cord | 06120500-2040 | 06620342-2040 | PUMP,XP2,R0,3.6MBHP,230V,60HZ,2SPD,S/C,48"MINI,6NPT | 2.0 | 130 | 91694200 | 18 | 9.0 | 3.0 | 2 | 230 | XP2-552022 | 93526106 | Y | R0
no cord, will have to move to R3 | 06120500-2040 | 06620345-1300 | PUMP,XP2,R3,3.6MBHP,230V,60HZ,2SPD,D/C,60"4P,9NPT,1:30NPSC | 2.0 | 148 | 91694200 | 16 | 8.5 | 2.8 | 2 | 230 | XP2-552022 | 93496103 | Y | R3
no cord | 06120500-2040 | 06620374-2340 | PUMP,XP2,R0,4.0MBHP,230V,60HZ,2SPD,S/C,48"4P,VITON | 2.0 | 122 | 91694200 | 19.0 | 8.6 | 2.6 | 2 | 230 | XP2-552022 | 93526114 | Y | R0
no cord, will have to move to R9 | 06120500-2040 | 06620390-2000 | PUMP,XP2,R9,4.0MBHP,230V,60HZ,2SPD,S/C,36"4P, NPSC@ 9&1:30 | 2.0 | 140 | 91694201 | 16.7 | 8.6 | 2.6 | 2 | 230 | XP2-552022 | 93526114 | Y | R9
no cord, will have to move to R9 | 06120500-2040 | 06620390-2300 | PUMP,XP2,R9,4.0MBHP,230V,60HZ,2SPD,S/C,36"4P,NPSC @ 9&1:30 | 2.0 | 140 | 91694201 | 16.7 | 8.6 | 2.6 | 2 | 230 | XP2-552022 | 93526114 | Y | R9
no cord, will have to move to R9 | 06120500-2040 | 06620393-2040 | PUMP,XP2,R9,3.6MBHP,230V,60HZ,2SPD,S/C,36"4P,PLUG AT 9&1:30 | 2.0 | 130 | 91694200 | 18 | 9.0 | 3.0 | 2 | 230 | XP2-552022 | 93526106 | Y | R9
| 06120500-2040 | 06620395-2041 | PUMP,XP2,R0,3.6MBHP,230V,60HZ,2SPD,S/C | 2.0 | 130 | 91694200 | 18 | 9.0 | 3.0 | 2 | 230 | XP2-552022 | 93526106 | N | R0
| 06120500-2040 | 06620395-2341 | PUMP,XP2,R0,3.6MBHP,230V,60HZ,2SPD,S/C | 2.0 | 130 | 91694200 | 18 | 9.0 | 3.0 | 2 | 230 | XP2-552022 | 93526106 | N | R0
no cord | 06120500-2040 | 06620397-2040 | PUMP,XP2,R0,3.6MBHP,230V,60HZ,2SPD,S/C,79"4P | 2.0 | 130 | 91694200 | 18 | 9.0 | 3.0 | 2 | 230 | XP2-552022 | 93526106 | Y | R0
no cord | 06120500-2040 | 06620397-2340 | PUMP,XP2,R0,3.6MBHP,230V,60HZ,2SPD,S/C,79"4P | 2.0 | 130 | 91694200 | 18 | 9.0 | 3.0 | 2 | 230 | XP2-552022 | 93526106 | Y | R0
no cord, will have to move to R3 | 06120500-2040 | 06620398-2340 | PUMP,XP2,R3,3.6MBHP,230V,60HZ,2SPD,S/C,36"4P,9&1:30NPSC | 2.0 | 130 | 91694200 | 18 | 9.0 | 3.0 | 2 | 230 | XP2-552022 | 93526106 | Y | R3
| 06120500-2040 | 06620399-2341 | PUMP,XP2,R0,3.6MBHP,230V,60HZ,2SPD,S/C,9NPT,6NPSC | 2.0 | 130 | 91694200 | 18 | 9.0 | 3.0 | 2 | 230 | XP2-552022 | 93526106 | N | R0
| 06120500-2040 | 06620403-2041 | PUMP,XP2,R0,3.6MBHP,230V,60HZ,2SPD,S/C | 2.0 | 130 | 91694200 | 18 | 9.0 | 3.0 | 2 | 230 | XP2-552022 | 93526106 | N | R0
will have to move to R9 | 06120500-2040 | 06620445-2000 | PUMP,XP2,R9,3.6MBHP,230V,60HZ,2SPD,S/C,1:30&6 DRAIN PLUGS | 2.0 | 130 | 91694200 | 18 | 9.0 | 3.0 | 2 | 230 | XP2-552022 | 93526106 | N | R9
will have to move to R9 | 06120500-2040 | 06620445-2300 | PUMP,XP2,R9,3.6MBHP,230V,60HZ,2SPD,S/C,1:30&6 DRAIN PLUGS | 2.0 | 130 | 91694200 | 18 | 9.0 | 3.0 | 2 | 230 | XP2-552022 | 93526106 | N | R9
| 06120500-2040 | 06620450-2040 | PUMP,XP2,R0,3.6MBHP,230V,60HZ,2SPD,S/C,VITON | 2.0 | 130 | 91694200 | 18 | 9.0 | 3.0 | 2 | 230 | XP2-552022 | 93526106 | Y | R0
| 06120500-2040 | 06620450-2340 | PUMP,XP2,R0,3.6MBHP,230V,60HZ,2SPD,S/C,VITON | 2.0 | 130 | 91694200 | 18 | 9.0 | 3.0 | 2 | 230 | XP2-552022 | 93526106 | N | R0
| 06120500-2040 | 06620450-5040 | PUMP,XP2,R0,3.6MBHP,230V,60HZ,2SPD,S/C,VITON | 2.0 | 130 | 91694200 | 18.4 | 8.2 | 2.6 | 2 | 230 | XP2-552022 | 93515300 | N | R0
| 06120500-2040 | 06620450-5340 | PUMP,XP2,R0,3.6MBHP,230V,60HZ,2SPD,S/C,VITON | 2.0 | 130 | 91694200 | 18.4 | 8.2 | 2.6 | 2 | 230 | XP2-552022 | 93515300 | N | R0
no cord, will have to move to R3 | 06120500-2040 | 06620451-2040 | PUMP,XP2,R3,3.6MBHP,230V,60HZ,2SPD,S/C,60"4P,1:30 & 9NPSC | 2.0 | 130 | 91694200 | 18 | 9.0 | 3.0 | 2 | 230 | XP2-552022 | 93526106 | Y | R3
no cord, will have to move to R3 | 06120500-2040 | 06620451-2300 | PUMP,XP2,R3,3.6MBHP,230V,60HZ,2SPD,S/C,60'4P1:30&9NPSC | 2.0 | 130 | 91694200 | 18 | 9.0 | 3.0 | 2 | 230 | XP2-552022 | 93526106 | Y | R3
no cord, will have to move to R9 | 06120500-2040 | 06620451-2340 | PUMP,XP2,R3,3.6MBHP,230V,60HZ,2SPD,S/C,60"4P,1:30&9 NPSC | 2.0 | 130 | 91694200 | 18 | 9.0 | 3.0 | 2 | 230 | XP2-552022 | 93526106 | Y | R3
no cord, will have to move to R9 | 06120500-2040 | 06620453-2000 | PUMP,XP2,R9,3.6MBHP,230V,60HZ,2SPD,S/C,48"MINI,9&1:30NPSC | 2.0 | 130 | 91694200 | 18 | 9.0 | 3.0 | 2 | 230 | XP2-552022 | 93526106 | Y | R9
no cord, will have to move to R9 | 06120500-2040 | 06620453-2040 | PUMP,XP2,R9,3.6MBHP,230V,60HZ,2SPD,S/C,48"MINI,9&1:30NPSC | 2.0 | 130 | 91694200 | 18 | 9.0 | 3.0 | 2 | 230 | XP2-552022 | 93526106 | Y | R9
no cord, will have to move to R9 | 06120500-2040 | 06620453-2300 | PUMP,XP2,R9,3.6MBHP,230V,60HZ,2SPD,S/C,48"MINI,NPSC @ 9&1:30 | 2.0 | 130 | 91694200 | 18 | 9.0 | 3.0 | 2 | 230 | XP2-552022 | 93526106 | Y | R9
will have to move to R9 | 06120500-2040 | 06620454-2000 | PUMP,XP2,R9,3.6MBHP,230V,60HZ,2SPD,S/C,9&1:30NPSC | 2.0 | 130 | 91694200 | 18 | 9.0 | 3.0 | 2 | 230 | XP2-552022 | 93526106 | N | R9
will have to move to R9 | 06120500-2040 | 06620454-2040 | PUMP,XP2,R9,3.6MBHP,230V,60HZ,2SPD,S/C,9&1:30NPSC | 2.0 | 130 | 91694200 | 18 | 9.0 | 3.0 | 2 | 230 | XP2-552022 | 93526106 | N | R9
will have to move to R9 | 06120500-2040 | 06620454-2050 | PUMP,XP2,R9,3.6MBHP,230V,60HZ,2SPD,S/C,9&1:30NPSC | 2.0 | 130 | 91694200 | 18 | 9.0 | 3.0 | 2 | 230 | XP2-552022 | 93526106 | N | R9
will have to move to R9 | 06120500-2040 | 06620454-2300 | PUMP,XP2,R9,3.6MBHP,230V,60HZ,2SPD,S/C,9&1:30NPSC | 2.0 | 130 | 91694200 | 18 | 9.0 | 3.0 | 2 | 230 | XP2-552022 | 93526106 | N | R9
will have to move to R3 | 06120500-2040 | 06620455-2000 | PUMP,XP2,R3,3.6MBHP,230V,60HZ,2SPD,S/C,9&1:30NPSC | 2.0 | 130 | 91694200 | 18 | 9.0 | 3.0 | 2 | 230 | XP2-552022 | 93526106 | N | R3
will have to move to R3 | 06120500-2040 | 06620455-2300 | PUMP,XP2,R3,3.6MBHP,230V,60HZ,2SPD,S/C,9&1:30NPSC | 2.0 | 130 | 91694200 | 18 | 9.0 | 3.0 | 2 | 230 | XP2-552022 | 93526106 | N | R3
no cord | 06120500-2040 | 06620459-2040 | PUMP,XP2,R0,3.6MBHP,230V,60HZ,2SPD,S/C,36"4P | 2.0 | 130 | 91694200 | 18 | 9.0 | 3.0 | 2 | 230 | XP2-552022 | 93526106 | Y | R0
no cord | 06120500-2040 | 06620459-2340 | PUMP,XP2,R0,3.6MBHP,230V,60HZ,2SPD,S/C,36"4P | 2.0 | 130 | 91694200 | 18 | 9.0 | 3.0 | 2 | 230 | XP2-552022 | 93526106 | Y | R0
no cord | 06120500-2040 | 06620485-2040 | PUMP,XP2,R0,3.6MBHP,230V,60HZ,2SPD,S/C,60"4P | 2.0 | 130 | 91694200 | 18 | 9.0 | 3.0 | 2 | 230 | XP2-552022 | 93526106 | Y | R0
no cord | 06120500-2040 | 06620485-2300 | PUMP,XP2,R0,3.6MBHP,230V,60HZ,1PH.2SPD,S/C,60"4P | 2.0 | 130 | 91694200 | 18 | 9.0 | 3.0 | 2 | 230 | XP2-552022 | 93526106 | Y | R0
no cord | 06120500-2040 | 06620485-2340 | PUMP,XP2,R0,3.6MBHP,230V,60HZ,2SPD,S/C,60"4P | 2.0 | 130 | 91694200 | 18 | 9.0 | 3.0 | 2 | 230 | XP2-552022 | 93526106 | Y | R0
no cord | 06120500-2040 | 06620489-2040 | PUMP,XP2,R0,3.6MBHP,230V,60HZ,2SPD,S/C,48"MINI | 2.0 | 130 | 91694200 | 18 | 9.0 | 3.0 | 2 | 230 | XP2-552022 | 93526106 | Y | R0
no cord | 06120500-2040 | 06620489-2340 | PUMP,XP2,R0,3.6MBHP,230V,60HZ,2SPD,S/C,48"MINI | 2.0 | 130 | 91694200 | 18 | 9.0 | 3.0 | 2 | 230 | XP2-552022 | 93526106 | Y | R0
| 06120500-2040 | 06620500-2000 | PUMP,XP2,R0,3.6MBHP,230V,60HZ,2SPD,S/C | 2.0 | 130 | 91694200 | 18 | 9.0 | 3.0 | 2 | 230 | XP2-552022 | 93526106 | N | R0
| 06120500-2040 | 06620500-2040 | PUMP,XP2,R0,3.6MBHP,230V,60HZ,2SPD,S/C | 2.0 | 130 | 91694200 | 18 | 9.0 | 3.0 | 2 | 230 | XP2-552022 | 93526106 | N | R0
| 06120500-2040 | 06620500-2300 | PUMP,XP2,R0,3.6MBHP,230V,60HZ,2SPD,S/C | 2.0 | 130 | 91694200 | 18 | 9.0 | 3.0 | 2 | 230 | XP2-552022 | 93526106 | N | R0
| 06120500-2040 | 06620500-2340 | PUMP,XP2,R0,3.6MBHP,230V,60HZ,2SPD,S/C | 2.0 | 130 | 91694200 | 18 | 9.0 | 3.0 | 2 | 230 | XP2-552022 | 93526106 | N | R0
| 06120500-2040 | 06620500-2341 | PUMP,XP2,R0,3.6MBHP,230V,60HZ,2SPD,S/C | 2.0 | 130 | 91694200 | 18 | 9.0 | 3.0 | 2 | 230 | XP2-552022 | 93526106 | N | R0
| 06120500-2040 | 06620500-5040 | PUMP,XP2,R0,3.6MBHP,230V,60HZ,2SPD,S/C | 2.0 | 130 | 91694200 | 18.4 | 8.2 | 2.6 | 2 | 230 | XP2-552022 | 93515300 | N | R0
no cord, will have to move to R3 | 06120500-2040 | 06620509-2040 | PUMP,XP2,R3,3.6MBHP,230V,60HZ,2SPD,S/C,36"4P,9&1:30NPSC | 2.0 | 130 | 91694200 | 18 | 9.0 | 3.0 | 2 | 230 | XP2-552022 | 93526106 | Y | R3
no cord, will have to move to R3 | 06120500-2040 | 06620509-2300 | PUMP,XP2,R3,3.6MBHP,230V,60HZ,2SPD,S/C,36"4P,9&1:30NPSC | 2.0 | 130 | 91694200 | 18 | 9.0 | 3.0 | 2 | 230 | XP2-552022 | 93526106 | Y | R3
will have to move to R3 | 06120500-2040 | 06620512-2040 | PUMP,XP2,R3,3.6MBHP,230V,60HZ,2SPD,S/C,9&1:30NPSC | 2.0 | 130 | 91694200 | 18 | 9.0 | 3.0 | 2 | 230 | XP2-552022 | 93526106 | N | R3
will have to move to R3 | 06120500-2040 | 06620512-2300 | PUMP,XP2,R3,3.6MBHP,230V,60HZ,2SPD,S/C,9&1:130NPSC | 2.0 | 130 | 91694200 | 18 | 9.0 | 3.0 | 2 | 230 | XP2-552022 | 93526106 | N | R3
will have to move to R3 | 06120500-2040 | 06620512-2340 | PUMP,XP2,R3,3.6MBHP,230V,60HZ,2SPD,S/C,9&1:30NPSC | 2.0 | 130 | 91694200 | 18 | 9.0 | 3.0 | 2 | 230 | XP2-552022 | 93526106 | N | R3
will have to move to R9 | 06120500-2040 | 06620514-2000 | PUMP,XP2,R9,3.6MBHP,230V,60HZ,2SPD,S/C,9&1:30NPSC | 2.0 | 130 | 91694200 | 18 | 9.0 | 3.0 | 2 | 230 | XP2-552022 | 93526106 | N | R9
will have to move to R9 | 06120500-2040 | 06620514-2040 | PUMP,XP2,R9,3.6MBHP,230V,60HZ,2SPD,S/C,9&1:30NPSC | 2.0 | 130 | 91694200 | 18 | 9.0 | 3.0 | 2 | 230 | XP2-552022 | 93526106 | N | R9
will have to move to R9 | 06120500-2040 | 06620514-2300 | PUMP,XP2,R9,3.6MBHP,230V,60HZ,2SPD,S/C,9&1:30NPSC | 2.0 | 130 | 91694200 | 18 | 9.0 | 3.0 | 2 | 230 | XP2-552022 | 93526106 | N | R9
will have to move to R9 | 06120500-2040 | 06620514-2340 | PUMP,XP2,R9,3.6MBHP,230V,60HZ,2SPD,S/C,9&1:30NPSC | 2.0 | 130 | 91694200 | 18 | 9.0 | 3.0 | 2 | 230 | XP2-552022 | 93526106 | N | R9
no cord | 06120500-2040 | 06620521-1000 | PUMP,XP2,R0,3.6MBHP,230V,60HZ,2SPD,D/C,36"4P | 2.0 | 148 | 91694200 | 16 | 8.5 | 2.8 | 2 | 230 | XP2-552022 | 93496103 | Y | R0
no cord, will have to move to R3 | 06120500-2040 | 06620533-1300 | PUMP,XP2,R3,3.6MBHP,230V,60HZ,2SPD,D/C,36"4P,9&1:30NPSC | 2.0 | 148 | 91694200 | 16 | 8.5 | 2.8 | 2 | 230 | XP2-552022 | 93496103 | Y | R3
no cord, will have to move to R9 | 06120500-2040 | 06620536-1340 | PUMP,XP2,R9,3.6MBHP,230V,60HZ,2SPD,D/C,36"4P,9&1:30NPSC | 2.0 | 148 | 91694200 | 16 | 8.5 | 2.8 | 2 | 230 | XP2-552022 | 93496103 | Y | R9
no cord, will have to move to R3 | 06120500-2040 | 06620557-1040 | PUMP,XP2,R3,3.6MBHP,230V,60HZ,2SPD,D/C,60"4P,9&1:30NPSC | 2.0 | 148 | 91694200 | 16 | 8.5 | 2.8 | 2 | 230 | XP2-552022 | 93496103 | Y | R3
no cord | 06120500-2040 | 06620608-1040 | PUMP,XP2,R0,3.6MBHP,230V,60HZ,2SPD,D/C,36"4P | 2.0 | 148 | 91694200 | 16 | 8.5 | 2.8 | 2 | 230 | XP2-552022 | 93496103 | Y | R0
no cord | 06120500-2040 | 06620608-1340 | PUMP,XP2,R0,3.6MBHP,230V,60HZ,2SPD,D/C,36"4P | 2.0 | 148 | 91694200 | 16 | 8.5 | 2.8 | 2 | 230 | XP2-552022 | 93496103 | Y | R0
no cord, will have to move to R9 | 06120500-2040 | 06620625-2340 | PUMP,XP2,R9,3.6MBHP,230V,60HZ,2SPD,S/C,48"MINI,9&1:30NPSC | 2.0 | 130 | 91694200 | 18 | 9.0 | 3.0 | 2 | 230 | XP2-552022 | 93526106 | Y | R9
no cord, will have to move to R9 | 06120500-2040 | 06620681-2040 | PUMP,XP2,R9,3.6MBHP,230V,60HZ,2SPD,S/C,60"4P | 2.0 | 130 | 91694200 | 18 | 9.0 | 3.0 | 2 | 230 | XP2-552022 | 93526106 | Y | R9
no cord, will have to move to R3 | 06120500-2040 | 06620685-2300 | PUMP,XP2,R3,3.6MBHP,230V,60HZ,2SPD,S/C,60"4P,VITON,1:30&9NPSC | 2.0 | 130 | 91694200 | 18 | 9.0 | 3.0 | 2 | 230 | XP2-552022 | 93526106 | Y | R3
xp2e | 05320761-2000 | 06620702-2300 | PUMP,56FR,XP2,R0,4.0MBHP,230V,60HZ,2SPD,S/C,VITON,FINED TUNED IMP | 2.0 | 130 | 91694202 | 19.9 | 8.3 | 3.3 | 2 | 230 | XP2-632022 | 93526830 | N | R0
xp2e | 05320761-2000 | 06620704-2300 | PUMP,56FR,XP2,R0,4.0MBHP,230V,60HZ,2SPD,S/C | 2.0 | 136 | 91694200 | 18 | 8.3 | 3.8 | 2 | 230 | XP2-632022 | 93526830 | N | R0
no cord, xp2e | 05320761-2000 | 06620706-2040 | PUMP,56FR,XP2,R0,4.0MBHP,230V,60HZ,2SPD,S/C,36"4P | 2.0 | 136 | 91694200 | 18 | 8.3 | 3.8 | 2 | 230 | XP2-632022 | 93526830 | Y | R0
no cord, xp2e, will have to move to R3 | 05320761-2000 | 06620708-2340 | PUMP,56FR,XP2,R3,4.0MBHP,230V,60HZ,2SPD,S/C,36"4P,9&1:30NPSC | 2.0 | 130 | 91694202 | 19.9 | 8.3 | 3.3 | 2 | 230 | XP2-632022 | 93526830 | Y | R3
no cord | 06120500-2040 | 06620764-1340 | PUMP,XP2,R0,3.6MBHP,230V,60HZ,2SPD,D/C,36"4P,NPSC @9&1:30,NPT@6 | 2.0 | 148 | 91694200 | 16 | 8.5 | 2.8 | 2 | 230 | XP2-552022 | 93496103 | Y | R0
no cord | 06120500-2040 | 06620764-2340 | PUMP,XP2,R0,3.6MBHP,230V,60HZ,2SPD,S/C,36"4P,NPSC@9&1:30,6NPT | 2.0 | 130 | 91694200 | 18 | 9.0 | 3.0 | 2 | 230 | XP2-552022 | 93526106 | Y | R0
no cord, will have to move to R9 | 06120500-2040 | 06620768-2300 | PUMP,XP2,R9,3.65MBHP,230V,60HZ,2SPD,S/C,48"4P,VITON,9&6 NPSC | 2.0 | 130 | 91694200 | 18 | 9.0 | 3.0 | 2 | 230 | XP2-552022 | 93526106 | Y | R9
no cord, will have to move to R9 | 06120500-2040 | 06620768-2340 | PUMP,XP2,R9,3.65MBHP,230V,60HZ,2SPD,S/C,48"4P,VITON,9&6 NPSC | 2.0 | 130 | 91694200 | 18 | 9.0 | 3.0 | 2 | 230 | XP2-552022 | 93526106 | Y | R9
no cord, xp2e | 05320761-2000 | 06620776-2340 | PUMP,56FR,XP2,R0,4.0MBHP,230V,60HZ,2SPD,S/C,48"MINI,W/GROMMENTS | 2.0 | 130 | 91694202 | 19.9 | 8.3 | 3.3 | 2 | 230 | XP2-632022 | 93526830 | Y | R0
no cord | 06120500-2040 | 06620785-2340 | PUMP,XP2,R0,3.6MBHP,230V,60HZ,2SPD,S/C,60"4P,6 OPEN,9 PLUG | 2.0 | 130 | 91694200 | 18 | 9.0 | 3.0 | 2 | 230 | XP2-552022 | 93526106 | Y | R0
no cord, will have to move to R3 | 06120500-2040 | 06620788-2340 | PUMP,XP2,R3,3.6MBHP,230V,60HZ,2SPD,S/C,60"4P,NPSC@1:30&9,6NPT | 2.0 | 130 | 91694200 | 18 | 9.0 | 3.0 | 2 | 230 | XP2-552022 | 93526106 | Y | R3
no cord | 06120500-2040 | 06620789-2340 | PUMP,XP2,R0,3.6MBHP,230V,60HZ,2SPD,S/C,48"MINI,6OPEN,9PLUG | 2.0 | 130 | 91694200 | 18 | 9.0 | 3.0 | 2 | 230 | XP2-552022 | 93526106 | Y | R0
no cord | 06120500-2040 | 06620792-2040 | PUMP,XP2,R0,4.0MBHP,230V,60HZ,2SPD,S/C,48"MINI,RED | 2.0 | 140 | 91694201 | 16.7 | 8.6 | 2.6 | 2 | 230 | XP2-552022 | 93526114 | Y | R0
no cord | 06120500-2040 | 06620792-2340 | PUMP,XP2,R0,4.0MBHP,230V,60HZ,2SPD,S/C,48"MINI,RED | 2.0 | 140 | 91694201 | 16.7 | 8.6 | 2.6 | 2 | 230 | XP2-552022 | 93526114 | Y | R0
no cord, speed inverted | 06120500-2040 | 06620826-1340 | PUMP,XP2,R0,3.6MBHP,230V,60HZ,2SPD,D/C,60"4P,RW,SUNBELT | 2.0 | 148 | 91694200 | 16 | 8.5 | 2.8 | 2 | 230 | XP2-552022 | 93496103 | Y | R0
no cord, will have to move to R3 | 06120500-2040 | 06620873-1000 | PUMP,XP2,R3,3.6MBHP,230V,60HZ,2SPD,D/C,36"4P,9NPT,1:30NPSC | 2.0 | 148 | 91694200 | 16 | 8.5 | 2.8 | 2 | 230 | XP2-552022 | 93496103 | Y | R3
no cord | 06120500-2040 | 06620876-1040 | PUMP,XP2,R0,3.6MBHP,230V,60HZ,2SPD,D/C,NPSC@9&1:30,6NPT,48"HQ MINI | 2.0 | 148 | 91694200 | 16 | 8.5 | 2.8 | 2 | 230 | XP2-552022 | 93496103 | Y | R0
no cord | 06120500-2040 | 06620876-1340 | PUMP,XP2,R0,3.6MBHP,230V,60HZ,2SPD,D/C,NPSC@9&1:30,6NPT,48"HQ MINI | 2.0 | 148 | 91694200 | 16 | 8.5 | 2.8 | 2 | 230 | XP2-552022 | 93496103 | Y | R0
no cord | 06120500-2040 | 06620876-2340 | PUMP,XP2,R0,3.6MBHP,230V,60HZ,2SPD,S/C,NPSC@9&1:30,6NPT,48"HQ MINI | 2.0 | 130 | 91694200 | 18 | 9.0 | 3.0 | 2 | 230 | XP2-552022 | 93526106 | Y | R0
no cord | 06120500-2040 | 06620882-1040 | PUMP,XP2,R0,3.6MBHP,230V,60HZ,2SPD,D/C,79"4P | 2.0 | 148 | 91694200 | 16 | 8.5 | 2.8 | 2 | 230 | XP2-552022 | 93496103 | Y | R0
no cord, will have to move to R3 | 06120500-2040 | 06620887-2340 | PUMP,XP2,R3,3.6MBHP,230V,60HZ,2SPD,S/C,60"4P,9NPT,1:30NPSC | 2.0 | 130 | 91694200 | 18 | 9.0 | 3.0 | 2 | 230 | XP2-552022 | 93526106 | Y | R3
no cord | 06120500-2040 | 06620894-1300 | PUMP,XP2,R0,3.6MBHP,230V,60HZ,2SPD,D/C,60"4P,VITON,9&6NPSC | 2.0 | 148 | 91694200 | 16 | 8.5 | 2.8 | 2 | 230 | XP2-552022 | 93496103 | Y | R0
| 06125000-1040 | 06625000-1040 | PUMP,XP2,R0,4.8MBHP,230V,60HZ,2SPD,D/C | 2.5 | 140 | 91694251 | 21.3 | 10.2 | 3.2 | 2 | 230 | XP2-552522 | 93496150 | N | R0
| 06125000-1040 | 06625000-1340 | PUMP,XP2,R0,4.8MBHP,230V,60HZ,2SPD,D/C | 2.5 | 140 | 91694251 | 21.3 | 10.2 | 3.2 | 2 | 230 | XP2-552522 | 93496150 | N | R0
no cord | 06125000-1040 | 06625001-2040 | PUMP,XP2,R0,5.0MBHP,230V,60HZ,2SPD,S/C,48"MINI | 2.5 | 140 | 91694251 | 21.4 | 10.0 | 3.0 | 2 | 230 | XP2-552522 | 93526151 | Y | R0
no cord, will have to move to R3 | 06125000-1040 | 06625002-2340 | PUMP,XP2,R3,2.5HP CONT.,5.0BMHP,230V,60HZ,2SPD,60"RED MINI,9HSD,1:30NPSC | 2.5 | 140 | 91694251 | 21.4 | 10.0 | 3.0 | 2 | 230 | XP2-552522 | 93526151 | Y | R3
no cord | 06125000-1040 | 06625080-1040 | PUMP,XP2,R0,4.8MBHP,230V,60HZ,2SPD,D/C,60"4P | 2.5 | 140 | 91694251 | 21.3 | 10.2 | 3.2 | 2 | 230 | XP2-552522 | 93496150 | Y | R0
no cord | 06125000-1040 | 06625080-1340 | PUMP,XP2,R0,4.8MBHP,230V,60HZ,2SPD,D/C,60"4P | 2.5 | 140 | 91694251 | 21.3 | 10.2 | 3.2 | 2 | 230 | XP2-552522 | 93496150 | Y | R0
no cord | 06125000-1040 | 06625174-1040 | PUMP,XP2,R0,4.8MBHP,230V,60HZ,2SPD,D/C,48"MINI | 2.5 | 140 | 91694251 | 21.3 | 10.2 | 3.2 | 2 | 230 | XP2-552522 | 93496150 | Y | R0
no cord | 06125000-1040 | 06625174-1041 | PUMP,XP2,R0,4.8MBHP,230V,60HZ,2SPD,D/C,48"MINI | 2.5 | 140 | 91694251 | 21.3 | 10.2 | 3.2 | 2 | 230 | XP2-552522 | 93496150 | Y | R0
no cord | 06125000-1040 | 06625174-1340 | PUMP,XP2,R0,4.8MBHP,230V,60HZ,2SPD,D/C,48"MINI | 2.5 | 140 | 91694251 | 21.3 | 10.2 | 3.2 | 2 | 230 | XP2-552522 | 93496150 | Y | R0
no cord | 06125000-1040 | 06625174-1341 | PUMP,XP2,R0,4.8MBHP,230V,60HZ,2SPD,D/C,48"MINI | 2.5 | 140 | 91694251 | 21.3 | 10.2 | 3.2 | 2 | 230 | XP2-552522 | 93496150 | Y | R0
will have to move to R3 | 06125000-1040 | 06625203-1040 | PUMP,XP2,R3,4.8MBHP,230V,60HZ,2SPD,D/C,9&1:30NPSC | 2.5 | 140 | 91694251 | 21.3 | 10.2 | 3.2 | 2 | 230 | XP2-552522 | 93496150 | N | R3
no cord, will have to move to R3 | 06125000-1040 | 06625287-1300 | PUMP,XP2,R3,4.8MBHP,230V,60HZ,2SPD,D/C,60"4P,9&1:30NPSC | 2.5 | 140 | 91694251 | 21.3 | 10.2 | 3.2 | 2 | 230 | XP2-552522 | 93496150 | Y | R3
no cord, speed inverted | 06125000-1040 | 06625312-2340 | PUMP,XP2,R0,4.8MBHP,230V,60HZ,2SPD,S/C,60"4P,RW R>LO,B>HI | 2.5 | 140 | 91694251 | 21.4 | 10.0 | 3.0 | 2 | 230 | XP2-552522 | 93526151 | Y | R0
no cord, speed inverted | 06125000-1040 | 06625313-2340 | PUMP,XP2,R0,4.8MBHP,230V,60HZ,2SPD,S/C,60"4P, RW,R>LO,B>HI,W/GROMMETS | 2.5 | 140 | 91694251 | 21.4 | 10.0 | 3.0 | 2 | 230 | XP2-552522 | 93526151 | Y | R0
no cord, will have to move to R3 | 06125000-1040 | 06625316-2040 | PUMP,XP2,R3,4.8MBHP,230V,60HZ,2SPD,S/C,48"MINI,9&1:30NPSC | 2.5 | 140 | 91694251 | 21.4 | 10.0 | 3.0 | 2 | 230 | XP2-552522 | 93526151 | Y | R3
no cord, will have to move to R3 | 06125000-1040 | 06625316-2340 | PUMP,XP2,R3,4.8MBHP,230V,60HZ,2SPD,S/C,48"MINI,9&1:30NPSC | 2.5 | 140 | 91694251 | 21.4 | 10.0 | 3.0 | 2 | 230 | XP2-552522 | 93526151 | Y | R3
no cord, speed inverted | 06125000-1040 | 06625321-2040 | PUMP,XP2,R0,4.8MBHP,230V,60HZ,2SPD,S/C,48"MINI,RW,R>LO,B> | 2.5 | 140 | 91694251 | 21.4 | 10.0 | 3.0 | 2 | 230 | XP2-552522 | 93526151 | Y | R0
no cord, speed inverted | 06125000-1040 | 06625321-2041 | PUMP,XP2,R0,4.8MBHP,230V,60HZ,2SPD,S/C,48"MINI,RW,R>LO,B>HI | 2.5 | 140 | 91694251 | 21.4 | 10.0 | 3.0 | 2 | 230 | XP2-552522 | 93526151 | Y | R0
no cord, speed inverted | 06125000-1040 | 06625321-2340 | PUMP,XP2,R0,4.8MBHP,230V,60HZ,2SPD,S/C,48"MINI,RW | 2.5 | 140 | 91694251 | 21.4 | 10.0 | 3.0 | 2 | 230 | XP2-552522 | 93526151 | Y | R0
no cord, speed inverted, will have to move to R3 | 06125000-1040 | 06625322-1040 | PUMP,XP2,R3,4.8MBHP,230V,60HZ,2SPD,D/C,48"MINI,RW,9&1:30NPSC | 2.5 | 140 | 91694251 | 21.3 | 10.2 | 3.2 | 2 | 230 | XP2-552522 | 93496150 | Y | R3
no cord, speed inverted, will have to move to R3 | 06125000-1040 | 06625322-2040 | PUMP,XP2,R3,4.8MBHP,230V,60HZ,2SPD,S/C,48"MINI,RW,9&1:30NPSC | 2.5 | 140 | 91694251 | 21.4 | 10.0 | 3.0 | 2 | 230 | XP2-552522 | 93526151 | Y | R3
no cord, will have to move to R3 | 06125000-1040 | 06625324-1040 | PUMP,XP2,R3,4.8MBHP,230V,60HZ,2SPD,D/C,48"MINI,9&1:30NPSC | 2.5 | 140 | 91694251 | 21.3 | 10.2 | 3.2 | 2 | 230 | XP2-552522 | 93496150 | Y | R3
no cord, will have to move to R3 | 06125000-1040 | 06625326-2040 | PUMP,XP2,R3,4.8MBHP,230V,60HZ,2SPD,S/C,48"MINI,9&1:30NPSC | 2.5 | 140 | 91694251 | 21.4 | 10.0 | 3.0 | 2 | 230 | XP2-552522 | 93526151 | Y | R3
no cord, will have to move to R3 | 06125000-1040 | 06625326-2340 | PUMP,XP2,R3,4.8MBHP,230V,60HZ,2SPD,S/C,48"MINI,9&1:30NPSC | 2.5 | 140 | 91694251 | 21.4 | 10.0 | 3.0 | 2 | 230 | XP2-552522 | 93526151 | Y | R3
no cord, will have to move to R3 | 06125000-1040 | 06625327-2040 | PUMP,XP2,R3,4.8MBHP,230V,60HZ,2SPD,S/C,48"MINI,9NPT,1:30NPSC | 2.5 | 140 | 91694251 | 21.4 | 10.0 | 3.0 | 2 | 230 | XP2-552522 | 93526151 | Y | R3
no cord | 06125000-1040 | 06625329-2040 | PUMP,XP2,R0,4.8MBHP,230V,60HZ,2SPD,S/C,48"MINI,9HSD&6NPSC | 2.5 | 140 | 91694251 | 21.4 | 10.0 | 3.0 | 2 | 230 | XP2-552522 | 93526151 | Y | R0
no cord, will have to move to R3 | 06125000-1040 | 06625339-1300 | PUMP,XP2,R3,4.8MBHP,230V,60HZ,2SPD,D/C,36"4P,9NPT,1:30NPSC | 2.5 | 140 | 91694251 | 21.3 | 10.2 | 3.2 | 2 | 230 | XP2-552522 | 93496150 | Y | R3
no cord, will have to move to R3 | 06125000-1040 | 06625339-2000 | PUMP,XP2,R3,4.8MBHP,230V,60HZ,2SPD,S/C,36"4P,9NPT,1:30NPSC | 2.5 | 140 | 91694251 | 21.4 | 10.0 | 3.0 | 2 | 230 | XP2-552522 | 93526151 | Y | R3
no cord, will have to move to R3 | 06125000-1040 | 06625339-2300 | PUMP,XP2,R3,4.8MBHP,230V,60HZ,2SPD,S/C,36"4P,9NPT,1:30NPSC | 2.5 | 140 | 91694251 | 21.4 | 10.0 | 3.0 | 2 | 230 | XP2-552522 | 93526151 | Y | R3
no cord, speed inverted, will have to move to R9 | 06125000-1040 | 06625387-2340 | PUMP,XP2,R9,5.0MBHP,230V,60HZ,2SPD,S/C,48"MINI,BLK-HI,RW,9NPSC | 2.5 | 140 | 91694251 | 21.4 | 10.0 | 3.0 | 2 | 230 | XP2-552522 | 93526151 | Y | R9
| 06125000-1040 | 06625395-2000 | PUMP,XP2,R0,4.8MBHP,230V,60HZ,2SPD,S/C | 2.5 | 140 | 91694251 | 21.4 | 10.0 | 3.0 | 2 | 230 | XP2-552522 | 93526151 | N | R0
| 06125000-1040 | 06625395-2040 | PUMP,XP2,R0,4.8MBHP,230V,60HZ,2SPD,S/C | 2.5 | 140 | 91694251 | 21.4 | 10.0 | 3.0 | 2 | 230 | XP2-552522 | 93526151 | N | R0
| 06125000-1040 | 06625395-2300 | PUMP,XP2,R0,4.8MBHP,230V,60HZ,2SPD,S/C | 2.5 | 140 | 91694251 | 21.4 | 10.0 | 3.0 | 2 | 230 | XP2-552522 | 93526151 | N | R0
| 06125000-1040 | 06625395-2340 | PUMP,XP2,R0,4.8MBHP,230V,60HZ,2SPD,S/C | 2.5 | 140 | 91694251 | 21.4 | 10.0 | 3.0 | 2 | 230 | XP2-552522 | 93526151 | N | R0
| 06125000-1040 | 06625395-2341 | PUMP,XP2,R0,4.8MBHP,230V,60HZ,2SPD,S/C | 2.5 | 140 | 91694251 | 21.4 | 10.0 | 3.0 | 2 | 230 | XP2-552522 | 93526151 | N | R0
no cord, will have to move to R9 | 06125000-1040 | 06625396-2340 | PUMP,XP2,R9,4.8MBHP,230V,60HZ,2SPD,S/C,79"4P,9&1:30NPSC | 2.5 | 140 | 91694251 | 21.4 | 10.0 | 3.0 | 2 | 230 | XP2-552522 | 93526151 | Y | R9
no cord | 06125000-1040 | 06625397-2040 | PUMP,XP2,R0,4.8MBHP,230V,60HZ,2SPD,S/C,79"4P | 2.5 | 140 | 91694251 | 21.4 | 10.0 | 3.0 | 2 | 230 | XP2-552522 | 93526151 | Y | R0
no cord | 06125000-1040 | 06625397-2340 | PUMP,XP2,R0,4.8MBHP,230V,60HZ,2SPD,S/C,79"4P | 2.5 | 140 | 91694251 | 21.4 | 10.0 | 3.0 | 2 | 230 | XP2-552522 | 93526151 | Y | R0
| 06125000-1040 | 06625399-2041 | PUMP,XP2,R0,4.8MBHP,230V,60HZ,2SPD,S/C,9NPT,6NPSC | 2.5 | 140 | 91694251 | 21.4 | 10.0 | 3.0 | 2 | 230 | XP2-552522 | 93526151 | N | R0
no cord, replacement will be 48fr | 06125000-1040 | 06625401-2341 | PUMP,56FR,XP2,R0,4.8MBHP,230V,60HZ,2SPD,S/C,60"4P | 2.5 | 148 | 91694251 | 20 | 10.0 | 3.2 | 2 | 230 | XP2-632522 | 93526840 | Y | R0
| 06125000-1040 | 06625403-2041 | PUMP,XP2,R0,4.8MBHP,230V,60HZ,2SPD,S/C | 2.5 | 140 | 91694251 | 21.4 | 10.0 | 3.0 | 2 | 230 | XP2-552522 | 93526151 | N | R0
no cord, 2speed | 06125000-1040 | 06625422-2340 | PUMP,XP2,R0,4.8MBHP,230V,60HZ,1SPD,S/C,79"4P | 2.5 | [5 empty] | 1 | 230 | XP2-552512 |  | Y | R0
no cord | 06125000-1040 | 06625449-2040 | PUMP,XP2,R0,4.8MBHP,230V,60HZ,2SPD,S/C,60"4P,L/WR | 2.5 | 140 | 91694251 | 21.4 | 10.0 | 3.0 | 2 | 230 | XP2-552522 | 93526151 | Y | R0
no cord | 06125000-1040 | 06625449-2300 | PUMP,XP2,R0,4.8MBHP,230V,60HZ,2SPD,S/C,60"4P,L/WR | 2.5 | 140 | 91694251 | 21.4 | 10.0 | 3.0 | 2 | 230 | XP2-552522 | 93526151 | Y | R0
no cord | 06125000-1040 | 06625449-2340 | PUMP,XP2,R0,4.8MBHP,230V,60HZ,2SPD,S/C,60"4P,L/WR | 2.5 | 140 | 91694251 | 21.4 | 10.0 | 3.0 | 2 | 230 | XP2-552522 | 93526151 | Y | R0
no cord, will have to move to R3 | 06125000-1040 | 06625451-2000 | PUMP,XP2,R3,4.8MBHP,230V,60HZ,2SPD,S/C,60"4P,9&1:30NPSC | 2.5 | 140 | 91694251 | 21.4 | 10.0 | 3.0 | 2 | 230 | XP2-552522 | 93526151 | Y | R3
no cord, will have to move to R3 | 06125000-1040 | 06625451-2300 | PUMP,XP2,R3,4.8MBHP,230V,60HZ,2SPD,S/C,60"4P,9&1:30NPSC | 2.5 | 140 | 91694251 | 21.4 | 10.0 | 3.0 | 2 | 230 | XP2-552522 | 93526151 | Y | R3
no cord, will have to move to R3 | 06125000-1040 | 06625451-2340 | PUMP,XP2,R3,4.8MBHP,230V,60HZ,2SPD,S/C,60"4P,9&1:30 PLUG | 2.5 | 140 | 91694251 | 21.4 | 10.0 | 3.0 | 2 | 230 | XP2-552522 | 93526151 | Y | R3
no cord, will have to move to R9 | 06125000-1040 | 06625453-2000 | PUMP,XP2,R9,4.8MBHP,230V,60HZ,2SPD,S/C,48"MINI,9&1:30NPSC | 2.5 | 140 | 91694251 | 21.4 | 10.0 | 3.0 | 2 | 230 | XP2-552522 | 93526151 | Y | R9
no cord, will have to move to R9 | 06125000-1040 | 06625453-2300 | PUMP,XP2,R9,4.8MBHP,230V,60HZ,2SPD,S/C,48"MINI,9&1:30NPSC | 2.5 | 140 | 91694251 | 21.4 | 10.0 | 3.0 | 2 | 230 | XP2-552522 | 93526151 | Y | R9
no cord | 06125000-1040 | 06625459-2040 | PUMP,XP2,R0,4.8MBHP,230V,60HZ,2SPD,S/C,36"4P | 2.5 | 140 | 91694251 | 21.4 | 10.0 | 3.0 | 2 | 230 | XP2-552522 | 93526151 | Y | R0
no cord | 06125000-1040 | 06625459-2340 | PUMP,XP2,R0,4.8MBHP,230V,60HZ,2SPD,S/C,36"4P | 2.5 | 140 | 91694251 | 21.4 | 10.0 | 3.0 | 2 | 230 | XP2-552522 | 93526151 | Y | R0
no cord | 06125000-1040 | 06625459-2341 | PUMP,XP2,R0,4.8MBHP,230V,60HZ,2SPD,S/C,36"4P | 2.5 | 140 | 91694251 | 21.4 | 10.0 | 3.0 | 2 | 230 | XP2-552522 | 93526151 | Y | R0
no cord | 06125000-1040 | 06625485-1040 | PUMP,XP2,R0,4.8MBHP,230V,60HZ,2SPD,S/C,60"4P | 2.5 | 140 | 91694251 | 21.3 | 10.2 | 3.2 | 2 | 230 | XP2-552522 | 93496150 | Y | R0
no cord | 06125000-1040 | 06625485-1340 | PUMP,XP2,R0,4.8MBHP,230V,60HZ,2SPD,S/C,60"4P | 2.5 | 140 | 91694251 | 21.3 | 10.2 | 3.2 | 2 | 230 | XP2-552522 | 93496150 | Y | R0
no cord | 06125000-1040 | 06625485-2040 | PUMP,XP2,R0,4.8MBHP,230V,60HZ,2SPD,S/C,60"4P | 2.5 | 140 | 91694251 | 21.4 | 10.0 | 3.0 | 2 | 230 | XP2-552522 | 93526151 | Y | R0
no cord | 06125000-1040 | 06625485-2340 | PUMP,XP2,R0,4.8MBHP,230V,60HZ,2SPD,S/C,60"4P | 2.5 | 140 | 91694251 | 21.4 | 10.0 | 3.0 | 2 | 230 | XP2-552522 | 93526151 | Y | R0
no cord | 06125000-1040 | 06625489-2040 | PUMP,XP2,R0,4.8MBHP,230V,60HZ,2SPD,S/C,48"MINI | 2.5 | 140 | 91694251 | 21.4 | 10.0 | 3.0 | 2 | 230 | XP2-552522 | 93526151 | Y | R0
no cord | 06125000-1040 | 06625489-2041 | PUMP,XP2,R0,4.8MBHP,230V,60HZ,2SPD,S/C,48"MINI | 2.5 | 140 | 91694251 | 21.4 | 10.0 | 3.0 | 2 | 230 | XP2-552522 | 93526151 | Y | R0
no cord | 06125000-1040 | 06625489-2340 | PUMP,XP2,R0,4.8MBHP,230V,60HZ,2SPD,S/C,48"MINI | 2.5 | 140 | 91694251 | 21.4 | 10.0 | 3.0 | 2 | 230 | XP2-552522 | 93526151 | Y | R0
no cord | 06125000-1040 | 06625489-2341 | PUMP,XP2,R0,4.8MBHP,230V,60HZ,2SPD,S/C,48"MINI | 2.5 | 140 | 91694251 | 21.4 | 10.0 | 3.0 | 2 | 230 | XP2-552522 | 93526151 | Y | R0
| 06125000-1040 | 06625500-2040 | PUMP,XP2,R0,4.8MBHP,230V,60HZ,2SPD,S/C | 2.5 | 140 | 91694251 | 21.4 | 10.0 | 3.0 | 2 | 230 | XP2-552522 | 93526151 | N | R0
no cord, will have to move to R3 | 06125000-1040 | 06625509-2040 | PUMP,XP2,R3,4.8MBHP,230V,60HZ,2SPD,S/C,36"4P,1:30&9NPSC | 2.5 | 140 | 91694251 | 21.4 | 10.0 | 3.0 | 2 | 230 | XP2-552522 | 93526151 | Y | R3
no cord, will have to move to R3 | 06125000-1040 | 06625509-2300 | PUMP,XP2,R3,4.8MBHP,230V,60HZ,2SPD,S/C,36"4P,1:30&9NPSC | 2.5 | 140 | 91694251 | 21.4 | 10.0 | 3.0 | 2 | 230 | XP2-552522 | 93526151 | Y | R3
no cord, will have to move to R3 | 06125000-1040 | 06625509-2340 | PUMP,XP2,R3,4.8MBHP,230V,60HZ,2SPD,S/C,36"4P,1:30&9NPSC | 2.5 | 140 | 91694251 | 21.4 | 10.0 | 3.0 | 2 | 230 | XP2-552522 | 93526151 | Y | R3
will have to move to R9 | 06125000-1040 | 06625514-2040 | PUMP,XP2,R9,4.8MBHP,230V,60HZ,2SPD,S/C,9&1:30NPSC | 2.5 | 140 | 91694251 | 21.4 | 10.0 | 3.0 | 2 | 230 | XP2-552522 | 93526151 | N | R9
will have to move to R9 | 06125000-1040 | 06625514-2340 | PUMP,XP2,R9,4.8MBHP,230V,60HZ,2SPD,S/C,9&1:30NPSC | 2.5 | 140 | 91694251 | 21.4 | 10.0 | 3.0 | 2 | 230 | XP2-552522 | 93526151 | N | R9
no cord | 06125000-1040 | 06625606-1040 | PUMP,XP2,R0,4.8MBHP,230V,60HZ,2SPD,D/C,79"4P | 2.5 | 140 | 91694251 | 21.3 | 10.2 | 3.2 | 2 | 230 | XP2-552522 | 93496150 | Y | R0
no cord | 06125000-1040 | 06625606-1340 | PUMP,XP2,R0,4.8MBHP,230V,60HZ,2SPD,D/C,79"4P | 2.5 | 140 | 91694251 | 21.3 | 10.2 | 3.2 | 2 | 230 | XP2-552522 | 93496150 | Y | R0
no cord | 06125000-1040 | 06625608-1340 | PUMP,XP2,R0,4.8MBHP,230V,60HZ,2SPD,D/C,36"4P | 2.5 | 140 | 91694251 | 21.3 | 10.2 | 3.2 | 2 | 230 | XP2-552522 | 93496150 | Y | R0
no cord, will have to move to R3 | 06125000-1040 | 06625685-2300 | PUMP,XP2,R3,4.8MBHP,230V,60HZ,2SPD,S/C,60"4P,VITON,9&1:30NPSC | 2.5 | 140 | 91694251 | 21.4 | 10.0 | 3.0 | 2 | 230 | XP2-552522 | 93526151 | Y | R3
no cord | 06125000-1040 | 06625705-2040 | PUMP,XP2,R0,5.0MBHP,230V,60HZ,2SPD,S/C,36"4P | 2.5 | 140 | 91694251 | 21.4 | 10.0 | 3.0 | 2 | 230 | XP2-552522 | 93526151 | Y | R0
no cord | 06125000-1040 | 06625769-2340 | PUMP,XP2,R0,4.8MBHP,230V,60HZ,2SPD,S/C,60"MINI | 2.5 | 140 | 91694251 | 21.4 | 10.0 | 3.0 | 2 | 230 | XP2-552522 | 93526151 | Y | R0
no cord | 06125000-1040 | 06625770-2304 | PUMP,XP2,R0,2.5HP CONT.,5.0MBHP,230V,60HZ,2SPD,S/C,48"MINI RED,6&9 NPSC | 2.5 | 140 | 91694251 | 21.4 | 10.0 | 3.0 | 2 | 230 | XP2-552522 | 93526151 | Y | R0
no cord | 06125000-1040 | 06625770-2340 | PUMP,XP2,R0,2.5HP CONT.,5.0MBHP,230V,60HZ,2SPD,S/C,48"MINI RED,6&9NPSC | 2.5 | 140 | 91694251 | 21.4 | 10.0 | 3.0 | 2 | 230 | XP2-552522 | 93526151 | Y | R0
no cord | 06125000-1040 | 06625771-2304 | PUMP,XP2,R0,4.5MBHP,230V,60HZ,2SPD,S/C,48",RED,MINI | 2.5 | 140 | 91694251 | 21.4 | 10.0 | 3.0 | 2 | 230 | XP2-552522 | 93526151 | Y | R0
no cord | 06125000-1040 | 06625771-2340 | PUMP,XP2,R0,4.5MBHP,230V,60HZ,2SPD,S/C,48"MINI RED | 2.5 | 140 | 91694251 | 21.4 | 10.0 | 3.0 | 2 | 230 | XP2-552522 | 93526151 | Y | R0
xp2e | n/a Use 2 or 3HP xp2e pump | 06625773-2340 | PUMP,56FR,XP2,R0,5.0MBHP,230V,60HZ,2SPD,S/C,FINED TUNED IMP | 2.5 | 170 | 91694253 | 20 | 11.5 | 3.2 | 2 | 230 | XP2-632522 | 93526840 | N | R0
no cord, xp2e | n/a Use 2 or 3HP xp2e pump | 06625773-2341 | PUMP,56FR,XP2,R0,5.0MBHP,230V,60HZ,2SPD,S/C,TRM IMP | 2.5 | 170 | 91694253 | 20 | 11.5 | 3.2 | 2 | 230 | XP2-632522 | 93526840 | N | R0
no cord, xp2e | n/a Use 2 or 3HP xp2e pump | 06625774-2040 | PUMP,56FR,XP2,R0,5.0MBHP,230V,60HZ,2SPD,S/C,48"MINI,BLU WET | 2.5 | 170 | 91694253 | 20 | 11.5 | 3.2 | 2 | 230 | XP2-632522 | 93526840 | Y | R0
no cord, xp2e | n/a Use 2 or 3HP xp2e pump | 06625774-2340 | PUMP,56FR,XP2,R0,5.0MBHP,230V,60HZ,2SPD,S/C,48"MINI,BLU WET | 2.5 | 170 | 91694253 | 20 | 11.5 | 3.2 | 2 | 230 | XP2-632522 | 93526840 | Y | R0
no cord, xp2e | n/a Use 2 or 3HP xp2e pump | 06625774-2341 | PUMP,56FR,XP2,R0,5.0MBHP,230V,60HZ,2SPD,S/C,48"MINI,BLU WET | 2.5 | 170 | 91694253 | 20 | 11.5 | 3.2 | 2 | 230 | XP2-632522 | 93526840 | Y | R0
no cord | 06125000-1040 | 06625775-2340 | PUMP,XP2,R0,5.0MBHP,230V,60HZ,2SPD,S/C,48"MINI | 2.5 | 140 | 91694251 | 21.4 | 10.0 | 3.0 | 2 | 230 | XP2-552522 | 93526151 | Y | R0
no cord | 06125000-1040 | 06625775-2341 | PUMP,XP2,R0,5.0MBHP,230V,60HZ,2SPD,S/C,48"MINI | 2.5 | 140 | 91694251 | 21.4 | 10.0 | 3.0 | 2 | 230 | XP2-552522 | 93526151 | Y | R0
xp2e | n/a Use 2 or 3HP xp2e pump | 06625777-2300 | PUMP,56FR,XP2,R0,5.0MBHP,230V,60HZ,2SPD,S/C,TRM IMPVITON | 2.5 | 170 | 91694253 | 20 | 11.5 | 3.2 | 2 | 230 | XP2-632522 | 93526840 | N | R0
xp2e | n/a Use 2 or 3HP xp2e pump | 06625777-2340 | PUMP,56FR,XP2,R0,5.0MBHP,230V,60HZ,2SPD,S/C,TRM IMP,VITON | 2.5 | 170 | 91694253 | 20 | 11.5 | 3.2 | 2 | 230 | XP2-632522 | 93526840 | N | R0
no cord, xp2e | n/a Use 2 or 3HP xp2e pump | 06625778-2341 | PUMP,56FR,XP2,R0,5.0MBHP,230V,60HZ,2SPD,S/C,60"4P,TRM IMP | 2.5 | 170 | 91694253 | 20 | 11.5 | 3.2 | 2 | 230 | XP2-632522 | 93526840 | Y | R0
no cord, xp2e | n/a Use 2 or 3HP xp2e pump | 06625779-2340 | PUMP,56FR,XP2,R0,5.0MBHP,230V,60HZ,2SPD,S/C,60"MINI,BLU WE | 2.5 | 170 | 91694253 | 20 | 11.5 | 3.2 | 2 | 230 | XP2-632522 | 93526840 | Y | R0
no cord, speed inverted, will have to move to R3 | 06125000-1040 | 06625781-1040 | PUMP,XP2,R3,4.8MBHP,230V,60HZ,2SPD,D/C,48"MINI,9HSD,RE,B-HI,R-LO | 2.5 | [5 empty] | 2 | 230 | XP2-552522 |  | Y | R3
no cord, replacement will be 48fr | 06125000-1040 | 06625786-2341 | PUMP,56FR,XP2,R0,5.0MBHP,230V,60HZ,2SPD,S/C,60"4P | 2.5 | 148 | 91694251 | 20 | 10.0 | 3.2 | 2 | 230 | XP2-632522 | 93526840 | Y | R0
no cord | 06125000-1040 | 06625787-2340 | PUMP,XP2,R0,5.0MBHP,230V,60HZ,2SPD,S/C | 2.5 | 140 | 91694251 | 21.4 | 10.0 | 3.0 | 2 | 230 | XP2-552522 | 93526151 | Y | R0
no cord, replacement will be 48fr | 06125000-1040 | 06625787-2341 | PUMP,56FR,XP2,R0,5.0MBHP,230V,60HZ,2SPD,S/C | 2.5 | 148 | 91694251 | 20 | 10.0 | 3.2 | 2 | 230 | XP2-632522 | 93526840 | N | R0
no cord, will have to move to R3 | 06125000-1040 | 06625790-2304 | PUMP,XP2,R0,2.5CONT.,5.0MBHP,230V,60HZ,2SPD,S/C,60"MINI,RED,6&9NPSC,HSD @9 | 2.5 | 140 | 91694251 | 21.4 | 10.0 | 3.0 | 2 | 230 | XP2-552522 | 93526151 | Y | R0
no cord, will have to move to R3 | 06125000-1040 | 06625792-2304 | PUMP,XP2,R0,2.5HP CONT.,5.0MBHP,230V,60HZ,2SPD,S/C,48"RED MINI,9HSD,6NPSC | 2.5 | 140 | 91694251 | 21.4 | 10.0 | 3.0 | 2 | 230 | XP2-552522 | 93526151 | Y | R0
no cord, will have to move to R3 | 06125000-1040 | 06625793-2304 | PUMP,XP2,R3,2.5HP CONT.,5.0MBHP,230V,60HZ,2SPD,48"RED MINI,9HSD,1:30NPSC | 2.5 | 140 | 91694251 | 21.4 | 10.0 | 3.0 | 2 | 230 | XP2-552522 | 93526151 | Y | R3
no cord, will have to move to R3 | 06125000-1040 | 06625793-2340 | PUMP,XP2,R3,2.5HP CONT.,5.0MBHP,230V,60HZ,2SPD,48"RED MINI,9HSD,1:30NPSC | 2.5 | 140 | 91694251 | 21.4 | 10.0 | 3.0 | 2 | 230 | XP2-552522 | 93526151 | Y | R3
no cord, will have to move to R3 | 06125000-1040 | 06625793-2370 | PUMP,XP2,R3,2.5HP CONT.,5.0MBHP,230V,60HZ,2SPD,48"RED MINI,9HSD,1:30NPSC | 2.5 | 140 | 91694251 | 21.4 | 10.0 | 3.0 | 2 | 230 | XP2-552522 | 93526151 | Y | R3
no cord, will have to move to R9 | 06125000-1040 | 06625794-2304 | PUMP,XP2,R9,5.0MBHP,230V,60HZ,2SPD,S/C,48"MINI,RED,1:30HSD,9NPSC | 2.5 | 140 | 91694251 | 21.4 | 10.0 | 3.0 | 2 | 230 | XP2-552522 | 93526151 | Y | R9
no cord, will have to move to R9 | 06125000-1040 | 06625794-2340 | PUMP,XP2,R9,5.0MBHP,230V,60HZ,2SPD,S/C,48"MINI,RED,1:30HSD,9NPSC | 2.5 | 140 | 91694251 | 21.4 | 10.0 | 3.0 | 2 | 230 | XP2-552522 | 93526151 | Y | R9
no cord | 06125000-1040 | 06625795-2340 | PUMP,XP2,R0,4.8MBHP,230V,60HZ,2SPD,S/C,79"MINI | 2.5 | 140 | 91694251 | 21.4 | 10.0 | 3.0 | 2 | 230 | XP2-552522 | 93526151 | Y | R0
no cord, will have to move to R9 | 06125000-1040 | 06625797-2340 | PUMP,XP2,R9,5.0MBHP,230V,60HZ,2SPD,S/C,60"MINI,RED,1:30HSD,9NPSC | 2.5 | 140 | 91694251 | 21.4 | 10.0 | 3.0 | 2 | 230 | XP2-552522 | 93526151 | Y | R9
no cord, will have to move to R3 | 06125000-1040 | 06625798-2340 | PUMP,XP2,R3,5.0MBHP,230V,60HZ,2SPD,S/C,60"MINI,RED,9HSD&1:30NPSC | 2.5 | 140 | 91694251 | 21.4 | 10.0 | 3.0 | 2 | 230 | XP2-552522 | 93526151 | Y | R3
no cord, will have to move to R9 | 06125000-1040 | 06625839-1340 | PUMP,XP2,R9,4.8MBHP,230V,60HZ,2SPD,D/C,79"4P,9&1:30NPSC | 2.5 | 140 | 91694251 | 21.3 | 10.2 | 3.2 | 2 | 230 | XP2-552522 | 93496150 | Y | R9
no cord, will have to move to R3 | 06125000-1040 | 06625873-1000 | PUMP,XP2,R3,4.8MBHP,230V,60HZ,2SPD,D/C,9NPT,1:30NPSC | 2.5 | 140 | 91694251 | 21.3 | 10.2 | 3.2 | 2 | 230 | XP2-552522 | 93496150 | N | R3
no cord, will have to move to R3 | 06125000-1040 | 06625873-1030 | PUMP,XP2,R3,4.2MBHP,230V,60HZ,2SPD,D/C,9NPT,HSD | 2.5 | 140 | 91694251 | 21.3 | 10.2 | 3.2 | 2 | 230 | XP2-552522 | 93496150 | N | R3
no cord, will have to move to R3 | 06125000-1040 | 06625873-1300 | PUMP,XP2,R3,4.8MBHP,230V,60HZ,2SPD,D/C,36"4P,9NPT,1:30NPSC | 2.5 | 140 | 91694251 | 21.3 | 10.2 | 3.2 | 2 | 230 | XP2-552522 | 93496150 | Y | R3
no cord, will have to move to R3 | 06125000-1040 | 06625877-1040 | PUMP,XP2,R3,4.8MBHP,230V,60HZ,2SPD,D/C,48"MINI,9NPT,1:30NPSC | 2.5 | 140 | 91694251 | 21.3 | 10.2 | 3.2 | 2 | 230 | XP2-552522 | 93496150 | Y | R3
no cord, speed inverted, will have to move to R3 | 06125000-1040 | 06625878-1040 | PUMP,XP2,R3,4.8MBHP,230V,60HZ,2SPD,D/C,48"MINI,RW,B-HI,R-LO,9NPT,1:30NPSC | 2.5 | 140 | 91694251 | 21.3 | 10.2 | 3.2 | 2 | 230 | XP2-552522 | 93496150 | Y | R3
no cord, will have to move to R3 | 06125000-1040 | 06625887-1300 | PUMP,XP2,R3,4.8MBHP,230V,60HZ,2SPD,D/C,60"4P,9NPT,1:30NPSC | 2.5 | 140 | 91694251 | 21.3 | 10.2 | 3.2 | 2 | 230 | XP2-552522 | 93496150 | Y | R3
no cord, speed inverted, will have to move to R3 | 06125000-1040 | 06625892-1040 | PUMP,XP2,R3,4.8MBHP,230V,60HZ,2SPD,D/C,48"MINI,RW,R>LO,B>HI,9NPT,1:30NPSC | 2.5 | 140 | 91694251 | 21.3 | 10.2 | 3.2 | 2 | 230 | XP2-552522 | 93496150 | Y | R3
no cord, speed inverted, will have to move to R3 | 06125000-1040 | 06625892-1340 | PUMP,XP2,R3,4.8MBHP,230V,60HZ,2SPD,D/C,48"MINI,RW,R>LO,B>HI,9NPT,1:30NPSC | 2.5 | 140 | 91694251 | 21.3 | 10.2 | 3.2 | 2 | 230 | XP2-552522 | 93496150 | Y | R3
no cord, speed inverted, will have to move to R3 | 06125000-1040 | 06625892-2040 | PUMP,XP2,R3,4.8MBHP,230V,60HZ,2SPD,S/C,48"MINI,RW,R>LO,B>HI,9NPT,1:30NPSC | 2.5 | 140 | 91694251 | 21.4 | 10.0 | 3.0 | 2 | 230 | XP2-552522 | 93526151 | Y | R3
no cord | 06125000-1040 | 06625894-1300 | PUMP,XP2,R0,4.8MBHP,230V,60HZ,2SPD,D/C,60"4P,9&6NPSC,VITON | 2.5 | 140 | 91694251 | 21.3 | 10.2 | 3.2 | 2 | 230 | XP2-552522 | 93496150 | Y | R0
no cord | 06125000-1040 | 06626000-2340 | PUMP,XP2,R0,5.0MBHP,230V,60HZ,2SPD,S/C,48"MINI,HQ | 2.5 | 140 | 91694251 | 21.4 | 10.0 | 3.0 | 2 | 230 | XP2-552522 | 93526151 | Y | R0
no cord, will have to move to R3 | 06125000-1040 | 06626001-2040 | PUMP,XP2,R3,4.8MBHP,230V ,60HZ,2SPD,S/C,48"4P,9NPT& 1:30NPSC | 2.5 | 140 | 91694251 | 21.4 | 10.0 | 3.0 | 2 | 230 | XP2-552522 | 93526151 | Y | R3
| 06125000-1040 | 06626002-5040 | PUMP,XP2,R0,4.8MBHP,230V,60HZ,2SPD,S/C,NO HP LABEL | 2.5 | 140 | 91694251 | 21.0 | 10.0 | 2.6 | 2 | 230 | XP2-552522 | 93516300 | N | R0
no cord, speed inverted | 06125000-1040 | 06626080-1340 | PUMP,XP2,R0,4.8MBHP,230V,60HZ,2SPD,D/C,60"4P,RW R>LO,B>HI | 2.5 | 140 | 91694251 | 21.3 | 10.2 | 3.2 | 2 | 230 | XP2-552522 | 93496150 | Y | R0
no cord, will have to move to R9 | 06125000-1040 | 06626315-2341 | PUMP,XP2,R9,4.8MBHP,230V,60HZ,2SPD,S/C,48"MINI,9NPSC | 2.5 | 140 | 91694251 | 21.4 | 10.0 | 3.0 | 2 | 230 | XP2-552522 | 93526151 | Y | R9
no cord, will have to move to R3 | 06125000-1040 | 06626327-2040 | PUMP,XP2,R3,4.8MBHP,230V,60HZ,2SPD,S/C,48"MINI,9NPT,1:30NPSC | 2.5 | 140 | 91694251 | 21.4 | 10.0 | 3.0 | 2 | 230 | XP2-552522 | 93526151 | Y | R3
no cord, will have to move to R9 | 06125000-1040 | 06626334-2371 | PUMP,XP2,R9,4.8MBHP,230V,60HZ,2SPD,S/C,48"MINI,9NPSC | 2.5 | 140 | 91694251 | 21.4 | 10.0 | 3.0 | 2 | 230 | XP2-552522 | 93526151 | Y | R9
no cord | 06125000-1040 | 06626462-2000 | PUMP,XP2,R0,5.0MBHP,230V,60HZ,2SPD,S/C,79"4P,VITON | 2.5 | 140 | 91694251 | 21.4 | 10.0 | 3.0 | 2 | 230 | XP2-552522 | 93526151 | Y | R0
no cord | 06125000-1040 | 06626462-2095 | PUMP,XP2,R0,5.0MBHP,230V,60HZ,2SPD,S/C,79"4P,VITON | 2.5 | 140 | 91694251 | 21.4 | 10.0 | 3.0 | 2 | 230 | XP2-552522 | 93526151 | Y | R0
no cord | 06125000-1040 | 06626462-2300 | PUMP,XP2,R0,5.0MBHP,230V,60HZ,2SPD,S/C,79"4P,VITON | 2.5 | 140 | 91694251 | 21.4 | 10.0 | 3.0 | 2 | 230 | XP2-552522 | 93526151 | Y | R0
no cord | 06125000-1040 | 06626462-5300 | PUMP,XP2,R0,5.0MBHP,230V,60HZ,2SPD,S/C,79"4P,VITON,NO HP LABEL | 2.5 | 140 | 91694251 | 21.0 | 10.0 | 2.6 | 2 | 230 | XP2-552522 | 93516300 | Y | R0
no cord, speed inverted | 06125000-1040 | 06626946-2340 | PUMP,XP2,R0,4.8MBHP,230V,60HZ,2SPD,S/C,48"MINI RED,RW,KREVCO | 2.5 | 140 | 91694251 | 21.4 | 10.0 | 3.0 | 2 | 230 | XP2-552522 | 93526151 | Y | R0
no cord, will have to move to R9 | 06125000-1040 | 06626990-2040 | PUMP,XP2,R9,5.0MBHP,230V,60HZ,2SPD,S/C,48"HQMINI,1:30NPT,9NPSC | 2.5 | 140 | 91694251 | 21.4 | 10.0 | 3.0 | 2 | 230 | XP2-552522 | 93526151 | Y | R9
no cord, will have to move to R9 | 06125000-1040 | 06626990-2340 | PUMP,XP2,R9,4.8MBHP,230V,60HZ,2SPD,S/C,48"HQ MINI,1:30NPT,9NPSC | 2.5 | 140 | 91694251 | 21.4 | 10.0 | 3.0 | 2 | 230 | XP2-552522 | 93526151 | Y | R9
no cord, will have to move to R9 | 06125000-1040 | 06629001-2340 | PUMP,XP2,R9,5.0MBHP,230V,60HZ,2SPD,S/C,VITON,9&6NPSC,THERMO SPAS | 2.5 | 134 | 91694152 | 21.4 | 10.7 | 3.2 | 2 | 230 | XP2-552522 | 93526151 | N | R9
no cord, will have to move to R9 | 06125000-1040 | 06629382-2300 | PUMP,XP2,R9,5.0MBHP,230V,60HZ,2SPD,S/C,120"4P,VITON,9&6NPSC | 2.5 | 134 | 91694152 | 21.4 | 10.7 | 3.2 | 2 | 230 | XP2-552522 | 93526151 | Y | R9
no cord, will have to move to R9 | 06125000-1040 | 06629382-2340 | PUMP,XP2,R9,5.0MBHP,230V,60HZ,2SPD,S/C,120"4P,VITON,9&6NPSC | 2.5 | 134 | 91694152 | 21.4 | 10.7 | 3.2 | 2 | 230 | XP2-552522 | 93526151 | Y | R9
| 06130395-2040 | 06630000-1040 | *OBS*PUMP,XP2,R0,4.5MBHP,230V,60HZ,2SPD,D/C | 3.0 |  | 91694301 |  |  |  | 2 | 230 | XP2-553022 | 93497110 | N | R0
no cord | 06130395-2040 | 06630080-1340 | *OBS*PUMP,XP2,R0,4.5MBHP,230V,60HZ,2SPD,D/C,60"4P | 3.0 |  | 91694301 |  |  |  | 2 | 230 | XP2-553022 | 93497110 | Y | R0
no cord, will have to move to R9 | 06130395-2040 | 06630145-1340 | *OBS*PUMP,XP2,R9,4.5MBHP,230V,60HZ,2SPD,D/C,79"4P | 3.0 |  | 91694301 |  |  |  | 2 | 230 | XP2-553022 | 93497110 | Y | R9
will have to move to R3 | 06130395-2040 | 06630203-1340 | *OBS*PUMP,XP2,R3,4.5MBHP,230V,60HZ,2SPD,D/C | 3.0 |  | 91694301 |  |  |  | 2 | 230 | XP2-553022 | 93497110 | N | R3
xp2e | 05334012-2040 | 06630305-2040 | PUMP,56FR,XP2,R0,5.0MBHP,230V,60HZ,2SPD,S/C,9NPT,6NPSC | 3.0 | 185 | 91694300 | 19.6 | 13.0 | 3.7 | 2 | 230 | XP2-633022 | 93526850 | N | R0
xp2e | 05334012-2040 | 06630306-2040 | PUMP,56FR,XP2,R0,5.0MBHP,230V,60HZ,2SPD,S/C | 3.0 | 185 | 91694300 | 19.6 | 13.0 | 3.7 | 2 | 230 | XP2-633022 | 93526850 | N | R0
xp2e | 05334012-2040 | 06630306-2340 | PUMP,56FR,XP2,R0,5.0MBHP,230V,60HZ,2SPD,S/C | 3.0 | 185 | 91694300 | 19.6 | 13.0 | 3.7 | 2 | 230 | XP2-633022 | 93526850 | N | R0
no cord, xp2e | 05334012-2040 | 06630307-2040 | PUMP,56FR,XP2,R0,5.0MBHP,230V,60HZ,2SPD,S/C,60"4P | 3.0 | 185 | 91694300 | 19.6 | 13.0 | 3.7 | 2 | 230 | XP2-633022 | 93526850 | Y | R0
no cord, xp2e | 05334012-2040 | 06630308-2340 | PUMP,56FR,XP2,R0,5.0MBHP,230V,60HZ,2SPD,S/C,79"4P,COLEMAN | 3.0 | 185 | 91694300 | 19.6 | 13.0 | 3.7 | 2 | 230 | XP2-633022 | 93526850 | Y | R0
no cord, xp2e | 05334012-2040 | 06630309-2040 | PUMP,56FR,XP2,R0,5.0MBHP,230V,60HZ,2SPD,S/C,48"MINI | 3.0 | 185 | 91694300 | 19.6 | 13.0 | 3.7 | 2 | 230 | XP2-633022 | 93526850 | Y | R0
no cord, xp2e | 05334012-2040 | 06630309-2340 | PUMP,56FR,XP2,R0,5.0MBHP,230V,60HZ,2SPD,S/C,48"MINI | 3.0 | 185 | 91694300 | 19.6 | 13.0 | 3.7 | 2 | 230 | XP2-633022 | 93526850 | Y | R0
no cord, xp2e, speed inverted, will have to move to R3 | 05334012-2040 | 06630322-2040 | PUMP,XP2,R3,5.0MBHP,230V,60HZ,2SPD,S/C,40"MINI,RW R>LO,B>HI,9&1:30NPSC | 3.0 | 150 | 91694301 | 23.6 | 11.4 | 3.3 | 2 | 230 | XP2-553022 | 93527111 | Y | R3
no cord, xp2e, will have to move to R3 | 05334012-2040 | 06630324-2040 | PUMP,56FR,XP2,R3,5.0MBHP,230V,60HZ,2SPD,S/C,48"MINI,1:30&9 NPSC | 3.0 | 185 | 91694300 | 19.6 | 13.0 | 3.7 | 2 | 230 | XP2-633022 | 93526850 | Y | R3
no cord, xp2e, will have to move to R3 | 05334012-2040 | 06630327-2040 | PUMP,56FR,XP2,R3,5.0MBHP,230V,60HZ,2SPD,S/C,48"MINI,1:30NPSC&9NPT | 3.0 | 185 | 91694300 | 19.6 | 13.0 | 3.7 | 2 | 230 | XP2-633022 | 93526850 | Y | R3
no cord, xp2e | 05334012-2040 | 06630330-2040 | PUMP,56FR,XP2,R0,5.0MBHP,230V,60HZ,2SPD,S/C,48"MINI,W/GROMMETS | 3.0 | 185 | 91694300 | 19.6 | 13.0 | 3.7 | 2 | 230 | XP2-633022 | 93526850 | Y | R0
no cord, xp2e | 05334012-2040 | 06630330-2340 | *OBS*PUMP,56FR,XP2,R0,5.0MBHP,230V,60HZ,2SPD,S/C,48"MINI,W/GROMMETS | 3.0 | 185 | 91694300 | 19.6 | 13.0 | 3.7 | 2 | 230 | XP2-633022 | 93526850 | Y | R0
no cord, xp2e | 05334012-2040 | 06630386-2340 | PUMP,56FR,XP2,R0,5.0MBHP,230V,60HZ,2SPD,S/C,79"4P | 3.0 | 185 | 91694300 | 19.6 | 13.0 | 3.7 | 2 | 230 | XP2-633022 | 93526850 | Y | R0
no cord, speed inverted, will have to move to R3 | 06130395-2040 | 06630394-2340 | PUMP,XP2,R3,5.0MBHP,230V,60HZ,2SPD,S/C,36"4P,RW,9&1:30NPSC | 3.0 | 150 | 91694301 | 23.6 | 11.4 | 3.3 | 2 | 230 | XP2-553022 | 93527111 | Y | R3
| 06130395-2040 | 06630395-2000 | PUMP,XP2,R0,5.0MBHP,230V,60HZ,2SPD,S/C | 3.0 | 150 | 91694301 | 23.6 | 11.4 | 3.3 | 2 | 230 | XP2-553022 | 93527111 | N | R0
| 06130395-2040 | 06630395-2040 | PUMP,XP2,R0,5.0MBHP,230V,60HZ,2SPD,S/C | 3.0 | 150 | 91694301 | 23.6 | 11.4 | 3.3 | 2 | 230 | XP2-553022 | 93527111 | N | R0
| 06130395-2040 | 06630395-2300 | PUMP,XP2,R0,5.0MBHP,230V,60HZ,2SPD,S/C | 3.0 | 150 | 91694301 | 23.6 | 11.4 | 3.3 | 2 | 230 | XP2-553022 | 93527111 | N | R0
| 06130395-2040 | 06630395-2340 | PUMP,XP2,R0,5.0MBHP,230V,60HZ,2SPD,S/C | 3.0 | 150 | 91694301 | 23.6 | 11.4 | 3.3 | 2 | 230 | XP2-553022 | 93527111 | N | R0
no cord, will have to move to R9 | 06130395-2040 | 06630396-2040 | PUMP,XP2,R9,5.0MBHP,230V,60HZ,2SPD,S/C,79"4P | 3.0 | 150 | 91694301 | 23.6 | 11.4 | 3.3 | 2 | 230 | XP2-553022 | 93527111 | Y | R9
no cord, will have to move to R9 | 06130395-2040 | 06630396-2340 | PUMP,XP2,R9,5.0MBHP,230V,60HZ,2SPD,S/C,79"4P | 3.0 | 150 | 91694301 | 23.6 | 11.4 | 3.3 | 2 | 230 | XP2-553022 | 93527111 | Y | R9
no cord | 06130395-2040 | 06630397-2040 | PUMP,XP2,R0,5.0MBHP,230V,60HZ,2SPD,S/C,79"4P | 3.0 | 150 | 91694301 | 23.6 | 11.4 | 3.3 | 2 | 230 | XP2-553022 | 93527111 | Y | R0
no cord | 06130395-2040 | 06630397-2340 | PUMP,XP2,R0,5.0MBHP,230V,60HZ,2SPD,S/C,79"4P | 3.0 | 150 | 91694301 | 23.6 | 11.4 | 3.3 | 2 | 230 | XP2-553022 | 93527111 | Y | R0
no cord, will have to move to R3 | 06130395-2040 | 06630398-2040 | PUMP,XP2,R3,5.0MBHP,230V,60HZ,2SPD,S/C,36"4P,9&1:30NPSC | 3.0 | 150 | 91694301 | 23.6 | 11.4 | 3.3 | 2 | 230 | XP2-553022 | 93527111 | Y | R3
no cord, will have to move to R3 | 06130395-2040 | 06630398-2340 | PUMP,XP2,R3,5.0MBHP,230V,60HZ,2SPD,S/C,36"4P,9&1:30NPSC | 3.0 | 150 | 91694301 | 23.6 | 11.4 | 3.3 | 2 | 230 | XP2-553022 | 93527111 | Y | R3
no cord, xp2e, speed inverted | 05334012-2040 | 06630405-2040 | PUMP,56FR,XP2,R0,5.0MBHP,230V,60HZ,2SPD,S/C,36"4P,RW | 3.0 | 185 | 91694300 | 19.6 | 13.0 | 3.7 | 2 | 230 | XP2-633022 | 93526850 | Y | R0
no cord | 06130395-2040 | 06630449-2340 | PUMP,XP2,R0,5.0MBHP,230V,60HZ,2SPD,S/C,60"4P,L/WR | 3.0 | 150 | 91694301 | 23.6 | 11.4 | 3.3 | 2 | 230 | XP2-553022 | 93527111 | Y | R0
| 06130395-2040 | 06630450-2040 | PUMP,XP2,R0,5.0MBHP,230V,60HZ,2SPD,S/C,VITONSEAL | 3.0 | 153 | 91694300 | 23.8 | 11.2 | 3.0 | 2 | 230 | XP2-553022 | 93527111 | Y | R0
| 06130395-2040 | 06630450-2340 | PUMP,XP2,R0,5.0MBHP,230V,60HZ,2SPD,S/C,VITON | 3.0 | 153 | 91694300 | 23.8 | 11.2 | 3.0 | 2 | 230 | XP2-553022 | 93527111 | N | R0
no cord | 06130395-2040 | 06630459-2040 | PUMP,XP2,R0,5.0MBHP,230V,60HZ,2SPD,S/C,36"4P | 3.0 | 150 | 91694301 | 23.6 | 11.4 | 3.3 | 2 | 230 | XP2-553022 | 93527111 | Y | R0
no cord | 06130395-2040 | 06630459-2340 | PUMP,XP2,R0,5.0MBHP,230V,60HZ,2SPD,S/C,36"4P | 3.0 | 150 | 91694301 | 23.6 | 11.4 | 3.3 | 2 | 230 | XP2-553022 | 93527111 | Y | R0
no cord | 06130395-2040 | 06630485-2040 | PUMP,XP2,R0,5.0MBHP,230V,60HZ,2SPD,S/C,60"4P | 3.0 | 150 | 91694301 | 23.6 | 11.4 | 3.3 | 2 | 230 | XP2-553022 | 93527111 | Y | R0
no cord | 06130395-2040 | 06630485-2340 | PUMP,XP2,R0,5.0MBHP,230V,60HZ,2SPD,SC,60"4P | 3.0 | 150 | 91694301 | 23.6 | 11.4 | 3.3 | 2 | 230 | XP2-553022 | 93527111 | Y | R0
no cord | 06130395-2040 | 06630489-2040 | PUMP,XP2,R0,5.0MBHP,230V,60HZ,2SPD,S/C,48"MINI | 3.0 | 153 | 91694300 | 23.8 | 11.2 | 3.0 | 2 | 230 | XP2-553022 | 93527111 | Y | R0
no cord | 06130395-2040 | 06630489-2340 | PUMP,XP2,R0,5.0MBHP,230V,60HZ,2SPD,S/C,48"MINI | 3.0 | 150 | 91694301 | 23.6 | 11.4 | 3.3 | 2 | 230 | XP2-553022 | 93527111 | Y | R0
| 06130395-2040 | 06630500-2040 | PUMP,XP2,R0,5.0MBHP,230V,60HZ,2SPD,S/C | 3.0 | 153 | 91694300 | 23.8 | 11.2 | 3.0 | 2 | 230 | XP2-553022 | 93527111 | N | R0
| 06130395-2040 | 06630500-2340 | PUMP,XP2,R0,5.0MBHP,230V,60HZ,2SPD,S/C | 3.0 | 153 | 91694300 | 23.8 | 11.2 | 3.0 | 2 | 230 | XP2-553022 | 93527111 | N | R0
no cord | 06130395-2040 | 06630606-1340 | *OBS*PUMP,XP2,R0,4.5MBHP,230V,60HZ,2SPD,D/C,79"4P | 3.0 |  | 91694301 |  |  |  | 2 | 230 | XP2-553022 | 93497110 | Y | R0
no cord | 06130395-2040 | 06630608-1340 | *OBS*PUMP,XP2,R0,4.5MBHP,230V,60HZ,2SPD,D/C,36"4P | 3.0 |  | 91694301 |  |  |  | 2 | 230 | XP2-553022 | 93497110 | Y | R0
no cord, will have to move to R9 | 06130395-2040 | 06630624-1000 | *OBS*PUMP,XP2,R9,4.5MBHP,230V,60HZ,2SPD,D/C,48"MINI | 3.0 |  | 91694301 |  |  |  | 2 | 230 | XP2-553022 | 93497110 | Y | R9
xp2e | 05334012-2040 | 06630703-2300 | PUMP,56FR,XP2,R0,5.0MBHP,230V,60HZ,2SPD,S/C,VITON | 3.0 | 185 | 91694300 | 19.6 | 13.0 | 3.7 | 2 | 230 | XP2-633022 | 93526850 | N | R0
xp2e | 05334012-2040 | 06630703-2340 | PUMP,56FR,XP2,R0,5.0MBHP,230V,60HZ,2SPD,S/C,VITON | 3.0 | 185 | 91694300 | 19.6 | 13.0 | 3.7 | 2 | 230 | XP2-633022 | 93526850 | N | R0
no cord, xp2e, speed inverted, will have to move to R3 | 05334012-2040 | 06630707-2340 | PUMP,56FR,XP2,R3,5.0MBHP,230V,60HZ,2SPD,S/C,36"4P,RW,1:30NPSC | 3.0 | 185 | 91694300 | 19.6 | 13.0 | 3.7 | 2 | 230 | XP2-633022 | 93526850 | Y | R3
Watkins/Caldera | n/a contact spa manufactuer | 07025182-1370 | *OBS*PUMP,FMXP,R0,2.5HP CONT.,230V,60HZ,1SPD,D/C,60"4P,CALDERA#20719 | 2.5 |  | 91694251 |  |  |  | 1 | 230 | FMXP-552512 | 93496050 | Y | R0
Watkins/Caldera | n/a contact spa manufactuer | 07025182-1371 | *OBS*PUMP,FMXP,R0,2.5HP CONT.,230V,60HZ,1SPD,D/C,60"4P,CALDERA | 2.5 |  | 91694251 |  |  |  | 1 | 230 | FMXP-552512 | 93496050 | Y | R0
replacement will be 48fr | 06115517-2040 | 07115500-2040 | PUMP,56FR,XP2,R0,1.5HP CONT.,230V,60HZ,2SPD,S/C | 1.5 | 110 | 91694150 | 18.8 | 7.3 | 2.7 | 2 | 230 | XP2-631522 | 93526820 | N | R0
no cord, will have to move to R3, replacement will be 48fr | 06115517-2040 | 07115781-2300 | PUMP,56FR,XP2,R3,1.5HP CONT.,230V,60HZ,2SPD,S/C,48"4P,6&9 NPSC | 1.5 | 110 | 91694150 | 18.8 | 7.3 | 2.7 | 2 | 230 | XP2-631522 | 93526820 | Y | R3
no cord, will have to move to R3, replacement will be 48fr | 06115517-2040 | 07115783-2300 | PUMP,56FR,XP2,R3,1.5HP CONT.,230V,60HZ,2SPD,S/C,48"4P,9&1:30NPSC,VITON | 1.5 | 110 | 91694150 | 18.8 | 7.3 | 2.7 | 2 | 230 | XP2-631522 | 93526820 | Y | R3
no cord, will have to move to R3, replacement will be 48fr | 06115517-2040 | 07115784-2300 | PUMP,56FR,XP2,R3,1.5HP CONT.,230V,60HZ,2SPD,S/C,48"4P,VITON,6&9 NPSC | 1.5 | 110 | 91694150 | 18.8 | 7.3 | 2.7 | 2 | 230 | XP2-631522 | 93526820 | Y | R3
xp2e | 05320761-2000 | 07120500-2040 | PUMP,56FR,XP2,R0,2.0HP CONT.,230V,60HZ,2SPD,S/C | 2.0 | 136 | 91694200 | 18 | 8.3 | 3.8 | 2 | 230 | XP2-632022 | 93526830 | N | R0
no cord, xp2e, will have to move to R3 | 05320761-2000 | 07122782-2300 | PUMP,56FR,XP2,R3,2.0HP CONT.,230V,60HZ,2SPD,S/C,48"4P,TRM IMP,9&1:30NPSC | 2.0 | 130 | 91694202 | 19.9 | 8.3 | 3.3 | 2 | 230 | XP2-632022 | 93526830 | Y | R3
no cord, xp2e, will have to move to R3 | 05320761-2000 | 07122782-2340 | PUMP,56FR,XP2,R3,2.0HP CONT.,230V,60HZ,2SPD,S/C,48"4P,TRM IMP,9&1:30NPSC | 2.0 | 130 | 91694202 | 19.9 | 8.3 | 3.3 | 2 | 230 | XP2-632022 | 93526830 | Y | R3
no cord, xp2e, will have to move to R3 | 05320761-2000 | 07122784-2300 | PUMP,56FR,XP2,R3,2.0HP CONT.,230V,60HZ,2SPD,S/C,48",4P,VITON,FIND TUNED IMP | 2.0 | 130 | 91694202 | 19.9 | 8.3 | 3.3 | 2 | 230 | XP2-632022 | 93526830 | Y | R3
Watkins/Caldera | n/a contact spa manufactuer | 07125181-1370 | *OBS*PUMP,FMXP,R0,2.5HP CONT.,230V,60HZ,2SPD,D/C,60"4P,CALDERA#11125 | 2.5 |  | 91694251 |  |  |  | 2 | 230 | FMXP-552522 | 93496150 | Y | R0
Watkins/Caldera | n/a contact spa manufactuer | 07125181-1371 | *OBS*PUMP,FMXP,R0,2.5HP CONT.,230V,60HZ,2SPD,D/C,60"4P,CALDERA | 2.5 |  | 91694251 |  |  |  | 2 | 230 | FMXP-552522 | 93496150 | Y | R0
replacement will be 48fr | 06125000-1040 | 07125500-2040 | PUMP,56FR,XP2,R0,2.5HP CONT.,230V,60HZ,2SPD,S/C | 2.5 | 148 | 91694251 | 20 | 10.0 | 3.2 | 2 | 230 | XP2-632522 | 93526840 | N | R0
xp2e, no cord, will have to move to R3 | n/a Use 2 or 3HP xp2e pump | 07127783-2300 | PUMP,56FR,XP2,R3,2.5HP CONT.,230V,60HZ,2SPD,S/C,48"4P,VITON,9&1:30NPSC,FINE | 2.5 | 170 | 91694253 | 20 | 11.5 | 3.2 | 2 | 230 | XP2-632522 | 93526840 | Y | R3
xp2e, no cord, will have to move to R3 | n/a Use 2 or 3HP xp2e pump | 07127783-2340 | PUMP,56FR,XP2,R3,2.5HP CONT.,230V,60HZ,2SPD,S/C,60"4P,VITON,FINE,1:30NPSC | 2.5 | 170 | 91694253 | 20 | 11.5 | 3.2 | 2 | 230 | XP2-632522 | 93526840 | Y | R3
xp2e | 05334012-2040 | 07130500-2040 | PUMP,56FR,XP2,R0,3.0HP CONT.,230V,60HZ,2SPD,S/C | 3.0 | 185 | 91694300 | 19.6 | 13.0 | 3.7 | 2 | 230 | XP2-633022 | 93526850 | N | R0
no cord, replacement will be 48fr | 06115000-1040 | 07215000-7040 | PUMP,56FR,XP2,R0,1.5HP CONT.,115V,60HZ,1SPD,S/C,60"4P | 1.5 | 110 | 91694150 | 15.5 | 13.2 | n/a | 1 | 115 | XP2-631511 | 93573050 | Y | R0
no cord, replacement will be 48fr | 06115000-1040 | 07215001-7340 | PUMP,56FR,XP2,R0,1.5HP CONT.,115V,60HZ,1SPD,S/C,48"MINI | 1.5 | 110 | 91694150 | 15.5 | 13.2 | n/a | 1 | 115 | XP2-631511 | 93573050 | Y | R0
xp2e, no cord, will have to move to R3 | 1.5HP n/a use 2HP(05320761-2000) | 07219713-2300 | PUMP,56FR,XP2,R3,1.5HP CONT.,230V,D/V,60HZ,1SPD,S/C,60"4P,9&1:30NPSC,VITON | 1.5 | 140 | 91694153 | 14.0 | 7.8 | n/a | 1 | 230 | XP2-631512 | 93526925 | Y | R3
xp2e, 2speed | 05320761-2000 | 07220001-2040 | PUMP,56FR,XP2,R0,2.0HP CONT.,230V,60HZ,1SPD,S/C,GRY WE,PHOENIX | 2.0 | 140 | 91694200 | 16.3 | 9.0 | n/a | 1 | 230 | XP2-632012 | 93526936 | N | R0
xp2e, 2speed | 05320761-2000 | 07220001-2340 | PUMP,56FR,XP2,R0,2.0HP CONT.,230V,60HZ,1SPD,S/C,GRY WE,PHOENIX | 2.0 | 140 | 91694200 | 16.3 | 9.0 | n/a | 1 | 230 | XP2-632012 | 93526936 | N | R0
xp2e, 2speed | 05320761-2000 | 07220001-2362 | PUMP,56FR,XP2,R0,2.0HP CONT.,230V,60HZ,1SPD,S/C,GRAY WE,PHOENIX | 2.0 | 140 | 91694200 | 16.3 | 9.0 | n/a | 1 | 230 | XP2-632012 | 93526936 | N | R0
no cord, xp2e, 2spd | 05320761-2000 | 07220003-7040 | PUMP,56FR,XP2,R0,2.0HP CONT.,230V,60HZ,1SPD,S/C,60"4P | 2.0 | 130 | 91694200 | 18.2 | 9.2 | n/a | 1 | 230 | XP2-632012 | 93575250 | Y | R0
xp2e, 2speed | 05320761-2000 | 07220500-2040 | PUMP,56FR,XP2,R0,2.0HP CONT.,230V,60HZ,1SPD,S/C,PHOENIX | 2.0 | 140 | 91694200 | 16.3 | 9.0 | n/a | 1 | 230 | XP2-632012 | 93526936 | N | R0
xp2e, 2speed | 05320761-2000 | 07220500-2340 | PUMP,56FR,XP2,R0,2.0HP CONT.,230V,60HZ,1SPD,S/C,PHOENIX | 2.0 | 140 | 91694200 | 16.3 | 9.0 | n/a | 1 | 230 | XP2-632012 | 93526936 | N | R0
no cord, xp2e, will have to move to R3, 2spd | 05320761-2000 | 07222782-2300 | PUMP,56FR,XP2,R3,2.0HP CONT.,230V,60HZ,1SPD,S/C,60"4P,9&1:30NPSC,TRM IMP | 2.0 | 140 | 91694202 | 18.3 | 8.6 | n/a | 1 | 230 | XP2-632012 | 93526936 | Y | R3
xp2e | n/a Use 2 or 3HP xp2e pump | 07225500-2040 | PUMP,56FR,XP2,R0,2.5HP CONT.,230V,60HZ,1SPD,S/C | 2.5 | 180 | 91694251 | 17.1 | 10.5 | n/a | 1 | 230 | XP2-632512 | 93526945 | N | R0
no cord, replacement will be 48fr | 06125000-1040 | 07226000-2340 | PUMP,56FR,XP2,R0,2.5HP CONT.,230V,60HZ,1SPD,S/C,120"4P | 2.5 | 150 | 91694251 | 18.8 | 10.0 | n/a | 1 | 230 | XP2-632512 | 93526946 | Y | R0
xp2e, no cord, will have to move to R3 | n/a Use 2 or 3HP xp2e pump | 07227783-2300 | PUMP,56FR,XP2,R3,2.5HP CONT.,230V,60HZ,1SPD,S/C,60"4P,VITON,9&1:30NPSC,FINE TUNED | 2.5 | 180 | 91694253 | 18.0 | 11.0 | n/a | 1 | 230 | XP2-632512 | 93526946 | Y | R3
no cord, xp2e, 2speed | 05334012-2040 | 07230000-2300 | PUMP,56FR,XP2,R0,3.0HP CONT.,230V,60HZ,1SPD,S/C,48"4P,VITON | 3.0 | 190 | 91694300 | 17.8 | 12.0 | n/a | 1 | 230 | XP2-633012 | 93526956 | Y | R0
no cord, xp2e, 2speed | 05334012-2040 | 07230001-7040 | PUMP,56FR,XP2,R0,3.0HP CONT.,230V,60HZ,1SPD,S/C,60"4P | 3.0 | 180 | 91694300 | 20.7 | 12.1 | n/a | 1 | 230 | XP2-633012 | 93577250 | Y | R0
xp2e, 2speed | 05334012-2040 | 07230500-2040 | PUMP,56FR,XP2,R0,3.0HP CONT.,230V,60HZ,1SPD,S/C | 3.0 | 190 | 91694300 | 18.8 | 12.0 | n/a | 1 | 230 | XP2-633012 | 93526955 | N | R0
no cord | 06115000-1040 | 07314000-7300 | PUMP,56FR,XP2,R0,1.5HP CONT.,115V,60HZ,2SPD,S/C,36"4P,VITON,TRIM 4,MARQUIS | 1.5 |  | 91694104 |  |  |  | 2 | 115 | XP2-631521 | 93573150 | Y | R0
no cord, will have to move to R3, mtr with capacitor, replacement will be 48fr | 06115517-2040 | 07315001-7300 | PUMP,56FR,XP2,R3,1.5HP CONT.,230V,60HZ,2SPD,S/C,48"4P,9&1:30NPSC,VITON,AF RELAY MTR | 1.5 | 120 | 91694150 | 16.1 | 8 | 1.7 | 2 | 230 | XP2-631522 | 93573375 | Y | R3
replacement will be 48fr | 06115517-2040 | 07315395-2040 | PUMP,56FR,XP2,R0,1.5HP CONT.,230V,60HZ,2SPD,S/C | 1.5 | 105 | 91694150 | 17.9 | 8.0 | 3.0 | 2 | 230 | XP2-631522 | 93526920 | N | R0
replacement will be 48fr | 06115517-2040 | 07315500-2040 | PUMP,56FR,XP2,R0,1.5HP CONT.,230V,60HZ,2SPD,S/C | 1.5 | 105 | 91694150 | 17.9 | 8.0 | 3.0 | 2 | 230 | XP2-631522 | 93526920 | N | R0
replacement will be 48fr | 06115517-2040 | 07315500-2340 | PUMP,56FR,XP2,R0,1.5HP CONT.,230V,60HZ,2SPD,S/C | 1.5 | 105 | 91694150 | 17.9 | 8.0 | 3.0 | 2 | 230 | XP2-631522 | 93526920 | N | R0
no cord, will have to move to R3, replacement will be 48fr | 06115517-2040 | 07315781-2300 | PUMP,56FR,XP2,R3,1.5HP CONT.,230V,60HZ,2SPD,S/C, CONT.,,48",4P,6&9 NPSC | 1.5 | 105 | 91694150 | 17.9 | 8.0 | 3.0 | 2 | 230 | XP2-631522 | 93526920 | Y | R3
no cord, will have to move to R3, replacement will be 48fr | 06115517-2040 | 07315783-2300 | PUMP,56FR,XP2,R3,1.5HP CONT.,230V,60HZ,2SPD,S/C,48"4P,9HSD&1:30NPSC,VITON | 1.5 | 105 | 91694150 | 17.9 | 8.0 | 3.0 | 2 | 230 | XP2-631522 | 93526920 | Y | R3
no cord, will have to move to R3, replacement will be 48fr | 06115517-2040 | 07315784-2300 | PUMP,56FR,XP2,R3,1.5HP CONT.,230V,60HZ,2SPD,S/C,48"4P,6&9NPSC | 1.5 | 105 | 91694150 | 17.9 | 8.0 | 3.0 | 2 | 230 | XP2-631522 | 93526920 | Y | R3
no cord, xp2e, motor has capacitor now | 1.5HP n/a use 2HP(05320761-2000) | 07318000-7300 | PUMP,56FR,XP2,R0,1.5HP CONT.,115V,60HZ,2SPD,S/C,79"4P,VITON,AF RELAY MTR | 1.5 | 140 | 91694152 | 13.3 | 12.9 | 3.3 | 2 | 115 | XP2-631521 | 93573175 | Y | R0
no cord, replacement will be 48fr | 06115517-2040 | 07318710-2040 | PUMP,56FR,XP2,R0,1.5HP CONT.,230V,60HZ,2SPD,,S/C,36",4P | 1.5 | 100 | 91694152 | 19.3 | 7.4 | 3.0 | 2 | 230 | XP2-631522 | 93526920 | Y | R0
no cord, will have to move to R3, replacement will be 48fr | 06115517-2040 | 07318783-2300 | PUMP,56FR,XP2,R3,1.5HP CONT.,230V,60HZ,2SPD,S/C,60"4P,VITON,TRM IMP,1:30NPSC | 1.5 | 100 | 91694152 | 19.3 | 7.4 | 3.0 | 2 | 230 | XP2-631522 | 93526920 | Y | R3
no cord, will have to move to R3, replacement will be 48fr | 06115517-2040 | 07318783-2340 | PUMP,56FR,XP2,R3,1.5HP CONT.,23OV,60HZ,2SPD,S/C, CONT.,,60"4P,VITON,FINE,1:30NPSC | 1.5 | 100 | 91694152 | 19.3 | 7.4 | 3.0 | 2 | 230 | XP2-631522 | 93526920 | Y | R3
no cord, will have to move to R9 | 56fr n/a in 115 v model | 07319000-2040 | PUMP,56FR,XP2,R9,1.5HP CONT.,115V,60HZ,2SPD,S/C,48"MINI,9&1:30NPSC | 1.5 | 140 | 91694153 | 14.4 | 14.5 | 3.9 | 2 | 115 | XP2-631521 | 93526922 | Y | R9
no cord, will have to move to R9 | 56fr n/a in 115 v model | 07319000-2340 | PUMP,56FR,XP2,R9,1.5HP CONT.,115V,60HZ,2SPD,S/C,48"MINI,9&1:30NPSC | 1.5 | 140 | 91694153 | 14.4 | 14.5 | 3.9 | 2 | 115 | XP2-631521 | 93526922 | Y | R9
| 56fr n/a in 115 v model | 07319001-2040 | PUMP,56FR,XP2,R0,1.5HP CONT.,115V,60HZ,2SPD,S/C,GRY,WE,PHOENIX | 1.5 | 140 | 91694153 | 14.4 | 14.5 | 3.9 | 2 | 115 | XP2-631521 | 93526922 | N | R0
| 56fr n/a in 115 v model | 07319001-2340 | PUMP,56FR,XP2,R0,1.5HP CONT.,115V,60HZ,2SPD,S/C,GRY WE,PHOENIX | 1.5 | 140 | 91694153 | 14.4 | 14.5 | 3.9 | 2 | 115 | XP2-631521 | 93526922 | N | R0
| 56fr n/a in 115 v model | 07319001-2362 | PUMP,56FR,XP2,R0,1.5HP CONT.,115V,60HZ,2SPD,S/C,GRAY WE PHOENIX | 1.5 | 140 | 91694153 | 14.4 | 14.5 | 3.9 | 2 | 115 | XP2-631521 | 93526922 | N | R0
no cord, will have to move to R3 | 56fr n/a in 115 v model | 07319439-2300 | PUMP,56FR,XP2,R3,1.5HP CONT.,115V,60HZ,2SPD,S/C,48"4P,9&1:30NPSC,VITON | 1.5 | 140 | 91694153 | 14.4 | 14.5 | 3.9 | 2 | 115 | XP2-631521 | 93526922 | Y | R3
no cord | 56fr n/a in 115 v model | 07319489-1300 | PUMP,56FR,XP2,R0,1.5HP CONT.,230V,60HZ,2SPD,S/C,48"4P,VITON | 1.5 | 130 | 91694153 | 16.6 | 8.0 | 3.0 | 2 | 230 | XP2-631522 | 93496920 | Y | R0
xp2e | 05320761-2000 | 07320001-2040 | PUMP,56FR,XP2,R0,2.0HP CONT.,230V,60HZ,2SPD,S/C,GRY WE,PHOENIX | 2.0 | 150 | 91694200 | 14.1 | 9.0 | 3.2 | 2 | 230 | XP2-632022 | 93526931 | Y | R0
xp2e | 05320761-2000 | 07320001-2340 | PUMP,56FR,XP2,R0,2.0HP CONT.,230V,60HZ,2SPD,S/C,GRY WE,PHOENIX | 2.0 | 150 | 91694200 | 14.1 | 9.0 | 3.2 | 2 | 230 | XP2-632022 | 93526931 | N | R0
xp2e | 05320761-2000 | 07320001-2362 | PUMP,56FR,XP2,R0,2.0HP CONT.,230V,60HZ,2SPD,S/C,GRAY WE,PHOENIX | 2.0 | 150 | 91694200 | 14.1 | 9.0 | 3.2 | 2 | 230 | XP2-632022 | 93526931 | N | R0
xp2e | 05320761-2000 | 07320395-2040 | PUMP,56FR,XP2,R0,2.0HP CONT.,230V,60HZ,2SPD,S/C | 2.0 | 150 | 91694200 | 14.1 | 9.0 | 3.2 | 2 | 230 | XP2-632022 | 93526931 | N | R0
xp2e | 05320761-2000 | 07320395-2340 | PUMP,56FR,XP2,R0,2.0HP CONT.,230V,60HZ,2SPD,S/C | 2.0 | 150 | 91694200 | 14.1 | 9.0 | 3.2 | 2 | 230 | XP2-632022 | 93526931 | N | R0
no cord, xp2e | 05320761-2000 | 07320485-2040 | PUMP,56FR,XP2,R0,2.0HP CONT.,230V,60HZ,2SPD,S/C,60"4P | 2.0 | 150 | 91694200 | 14.1 | 9.0 | 3.2 | 2 | 230 | XP2-632022 | 93526931 | Y | R0
no cord, xp2e | 05320761-2000 | 07320485-2340 | PUMP,56FR,XP2,R0,2.0HP CONT.,230V,60HZ,2SPD,S/C,60"4P | 2.0 | 150 | 91694200 | 14.1 | 9.0 | 3.2 | 2 | 230 | XP2-632022 | 93526931 | Y | R0
xp2e | 05320761-2000 | 07320500-2040 | PUMP,56FR,XP2,R0,2.0HP CONT.,230V,60HZ,2SPD,S/C,PHOENIX | 2.0 | 150 | 91694200 | 14.1 | 9.0 | 3.2 | 2 | 230 | XP2-632022 | 93526931 | N | R0
xp2e | 05320761-2000 | 07320500-2340 | PUMP,56FR,XP2,R0,2.0HP CONT.,230V,60HZ,2SPD,S/C,PHOENIX | 2.0 | 150 | 91694200 | 14.1 | 9.0 | 3.2 | 2 | 230 | XP2-632022 | 93526931 | N | R0
no cord, xp2e | 05334012-2040 | 07320706-2040 | PUMP,56FR,XP2,R0,4.0MBHP,230V,60HZ,2SPD,S/C,36",4P | 3.0 | [5 empty] | 2 | 230 |  |  | Y | R0
Sundance | n/a contact spa manufactuer | 07321193-2000 | PUMP,56FR,XP2,R1:30,2.5HP CONT.,230V,60HZ,2SPD,S/C,3.T/B,9&1:30NPSC,SUNDANCE | 2.5 | 170 | 91694252 | 16.3 | 9.7 | 3.0 | 2 | 230 | XP2-632522 | 93526941 | N | R1:30
Sundance | n/a contact spa manufactuer | 07321193-2200 | PUMP,56FR,XP2,R1:30,2.5HP CONT.,230V,60HZ,2SPD,S/C,T/B,9&1:30NPSC,SUNDANCE | 2.5 | 170 | 91694252 | 16.3 | 9.7 | 3.0 | 2 | 230 | XP2-632522 | 93526941 | Y | R1:30
no cord, xp2e, will have to move to R3 | 05320761-2000 | 07322000-7340 | PUMP,56FR,XP2,R3,2.0HP CONT.,230V,60HZ,2SPD,S/C,48"4P,1:30 & 9NPSC,FINE | 2.0 | 160 | 91694202 | 14.9 | 9.6 | 3.6 | 2 | 230 | XP2-632022 | 93575350 | Y | R3
no cord, xp2e, will have to move to R3(motor with Capacitor) | 05320761-2000 | 07322001-7300 | PUMP,56FR,XP2,R3,2.0HP CONT.,230V,60HZ,2SPD,S/C,48"4P,1:30&9NPSC,A/F RELAY MTR,TRIM IMP | 2.0 | 160 | 91694202 | 16.1 | 9.8 | 2.2 | 2 | 230 | XP2-632022 | 93575375 | Y | R3
no cord, xp2e, will have to move to R3 | 05320761-2000 | 07322782-2300 | PUMP,56FR,XP2,R3,2.0HP CONT.,230V,60HZ,2SPD,S/C,48"4P,9HSD&1:30NPSC,FINE TUNED | 2.0 | 140 | 91694202 | 17.7 | 8.7 | 2.8 | 2 | 230 | XP2-632022 | 93526931 | Y | R3
no cord, xp2e, will have to move to R3 | 05320761-2000 | 07322782-2340 | PUMP,56FR,XP2,R3,2.0HP CONT.,230V,60HZ,2SPD,S/C,48"4P,9HSD&1:30NPSC,TRM IMP | 2.0 | 140 | 91694202 | 17.7 | 8.7 | 2.8 | 2 | 230 | XP2-632022 | 93526931 | Y | R3
no cord, xp2e, will have to move to R3 | 05320761-2000 | 07322783-2300 | PUMP,56FR,XP2,R3,2.0HP CONT.,230V,60HZ,2SPD,S/C,60"4P,VITON,TRM IMP,1:30NPSC | 2.0 | 140 | 91694202 | 17.7 | 8.7 | 2.8 | 2 | 230 | XP2-632022 | 93526931 | Y | R3
no cord, xp2e, will have to move to R3 | 05320761-2000 | 07322783-2340 | PUMP,56FR,XP2,R3,2.0HP CONT.,230V,60HZ,2SPD,S/ C,60"4P,FINE,1:30NPSC | 2.0 | 120.1 | 91694202 | 22 | 10.0 | 3.5 | 2 | 230 | XP2-632022 | 93526930 | Y | R3
no cord, xp2e, will have to move to R3 | 05320761-2000 | 07322784-2300 | PUMP,56FR,XP2,R3,2.0HP CONT.,230V,60HZ,2SPD,S/C,48"4P,VITON,FINE IMP,9&6NPSC | 2.0 | 140 | 91694202 | 17.7 | 8.7 | 2.8 | 2 | 230 | XP2-632022 | 93526931 | Y | R3
Marquis spas | n/a contact spa manufactuer | 07323000-2300 | PUMP,56FR,XP2,R0,2.0HP CONT.,230V,60HZ,2SP,60"4P,VITON,KYNAR HSD,MARQUIS | 2.0 | 140 | 91694203 | 18 | 8.5 | 2.9 | 2 | 230 | XP2-632022 | 93526932 | Y | R0
no cord | 05320761-2000 | 07323001-2300 | PUMP,56FR,XP2,R0,2.0HP CONT.,230V,60HZ,2SPD,60"4P,VITON,MARQUIS | 2.0 | 140 | 91694203 | 18 | 8.5 | 2.9 | 2 | 230 | XP2-632022 | 93526932 | Y | R0
no cord | 05320761-2000 | 07323002-7300 | PUMP,56FR,XP2,R0,2.0HP CONT.,230V,60HZ,2SPD,60"4P,VITON,MARQUIS | 2.0 |  | 91694203 |  |  |  | 2 | 230 | XP2-632022 | 93575350 | Y | R0
Marquis spas | n/a contact spa manufactuer | 07323325-1300 | PUMP,56FR,XP2,R0,2.0HP CONT.,230V,60HZ,2SPD,60"4P,VITON,KYNAR HSD,MARQUIS | 2.0 | 148 | 91694203 | 17.0 | 8.6 | 3.1 | 2 | 230 | XP2-632022 | 93496930 | Y | R0
Marquis spas | n/a contact spa manufactuer | 07323325-2300 | PUMP,56FR,XP2,R0,2.0HP CONT.,230V,60HZ,2SPD,60"4P,VITON,KYNAR HSD,MARQUIS | 2.0 | 140 | 91694203 | 18 | 8.5 | 2.9 | 2 | 230 | XP2-632022 | 93526931 | Y | R0
xp2e | n/a Use 2 or 3HP xp2e pump | 07325500-2040 | PUMP,56FR,XP2,R0,2.5HP CONT.,230V,60HZ,2SPD,S/C | 2.5 | 160 | 91694251 | 18.0 | 9.8 | 3.0 | 2 | 230 | XP2-632522 | 93526941 | N | R0
xp2e | n/a Use 2 or 3HP xp2e pump | 07325500-2340 | PUMP,56FR,XP2,R0,2.5HP CONT.,230V,60HZ,2SPD,S/C | 2.5 | 160 | 91694251 | 18.0 | 9.8 | 3.0 | 2 | 230 | XP2-632522 | 93526941 | N | R0
no cord, xp2e | n/a Use 2 or 3HP xp2e pump | 07326001-2340 | PUMP,56FR,XP2,R0,2.5HP CONT.,230V,60HZ,2SPD,S/C,120"MINI | 2.5 | 160 | 91694251 | 18.0 | 9.8 | 3.0 | 2 | 230 | XP2-632522 | 93526941 | Y | R0
no cord, xp2e, will have to move to R3 | n/a Use 2 or 3HP xp2e pump | 07326002-2340 | PUMP,56FR,XP2,R3,2.5HP CONT.,230V,60HZ,2SPD,S/C,48"MINI,NPSC@1:30&9 | 2.5 | 160 | 91694251 | 18.0 | 9.8 | 3.0 | 2 | 230 | XP2-632522 | 93526941 | Y | R3
no cord, xp2e, will have to move to R3 | n/a Use 2 or 3HP xp2e pump | 07326003-2340 | PUMP,56FR,XP2,R3,2.5HP CONT.,230V,60HZ,2SPD,S/C,120"MINI,NPSC@1:30&9 | 2.5 | 160 | 91694251 | 18.0 | 9.8 | 3.0 | 2 | 230 | XP2-632522 | 93526941 | Y | R3
no cord, xp2e | n/a Use 2 or 3HP xp2e pump | 07326004-2340 | PUMP,56FR,XP2,R0,2.5HP CONT.,230V,60HZ,2SPD,S/C,48"MINI | 2.5 | 160 | 91694251 | 18.0 | 9.8 | 3.0 | 2 | 230 | XP2-632522 | 93526941 | Y | R0
no cord, xp2e | n/a Use 2 or 3HP xp2e pump | 07326005-7040 | PUMP,56FR,XP2,R0,2.5HP CONT.,230V,60HZ,2SPD,S/C,60"4P | 2.5 | 170 | 91694251 | 17.4 | 10.4 | 3.7 | 2 | 230 | XP2-632522 | 93576350 | Y | R0
no cord, xp2e, will have to move to R9, motor has now capacitor | n/a Use 2 or 3HP xp2e pump | 07326007-7340 | PUMP,56FR,XP2,R9,2.5HP CONT.,230V,2SPD,S/C,48"MINI,1:30&9NPSC,AF RELAY MTR | 2.5 | 160 | 91694251 | 19.1 | 10.2 | 2.1 | 2 | 230 | XP2-632522 | 93576375 | Y | R9
no cord, xp2e, will have to move to R3 | n/a Use 2 or 3HP xp2e pump | 07327000-7340 | PUMP,56FR,XP2,R3,2.5HP CONT.,230V,60HZ,2SPD,S/C,60"4P,1:30NPSC,FINE IMP | 2.5 | 185 | 91694253 | 14.0 | 11.1 | 3.7 | 2 | 230 | XP2-632522 | 93576350 | Y | R3
no cord, xp2e, will have to move to R3, motor has now capacitor | n/a Use 2 or 3HP xp2e pump | 07327001-7300 | PUMP,56FR,XP2,R3,2.5HP CONT.,230V,60HZ,2SPD,S/C,48"4P,1:30NPSC,AF RELAY MTR,VITON,TRIM IMP | 2.5 | 180 | 91694253 | 18.6 | 11.7 | 2.3 | 2 | 230 | XP2-632522 | 93576375 | Y | R3
no cord, xp2e, will have to move to R3 | n/a Use 2 or 3HP xp2e pump | 07327685-2300 | PUMP,56FR,XP2,R3,2.5HP CONT.,230V,60HZ,2SPD,S/C,60"4P,9&1:30NPSC,VITON | 2.5 | 174 | 91694253 | 18.6 | 11.4 | 3.2 | 2 | 230 | XP2-632522 | 93526942 | Y | R3
no cord, xp2e, will have to move to R3 | n/a Use 2 or 3HP xp2e pump | 07327783-2300 | PUMP,56FR,XP2,R3,2.5HP CONT.,230V,60HZ,2SPD,S/C,48"4P,9HSD&1:30NPSC,VITON,FINE | 2.5 | 174 | 91694253 | 18.6 | 11.4 | 3.2 | 2 | 230 | XP2-632522 | 93526942 | Y | R3
no cord, xp2e, will have to move to R3 | n/a Use 2 or 3HP xp2e pump | 07327783-2340 | PUMP,56FR,XP2,R3,2.5HP CONT.,230V,60HZ,2SPD,S/C,48"4P,9HSD&1:30NPSC,VITON,FINE | 2.5 | 175 | 91694253 | 18.6 | 11.4 | 3.3 | 2 | 230 | XP2-632522 | 93526941 | Y | R3
no cord, xp2e | n/a Use 2 or 3HP xp2e pump | 07327789-2300 | PUMP,56FR,XP2,R3,2.5HP CONT.,230V,60HZ,2SPD,S/C,48"4P,TRM IMP | 2.5 | [6 empty] | 230 |  |  | Y | R3
xp2e | 05334012-2040 | 07330000-1040 | PUMP,56FR,XP2,R0,3.0HP CONT.,230V,60HZ,2SPD,S/C | 3.0 | 190 | 91694300 | 19.2 | 12 | 4.5 | 2 | 230 | XP2-633022 | 93496950 | N | R0
no cord, xp2e, will have to move to R3 | 05334012-2040 | 07330001-2300 | PUMP,56FR,XP2,R3,3.0HP CONT.,230V,60HZ,2SPD,S/C,48"4P,VITON,9HSD&1:30NPSC | 3.0 | 180 | 91694300 | 18 | 12.0 | 4.4 | 2 | 230 | XP2-633022 | 93526950 | Y | R3
no cord, xp2e | 05334012-2040 | 07330308-2340 | PUMP,56FR,XP2,R0,3.0HP CONT.,230V,60HZ,2SPD,S/C,79"4P,COLEMAN | 3.0 | 180 | 91694300 | 18 | 12.0 | 4.4 | 2 | 230 | XP2-633022 | 93526950 | Y | R0
no cord, xp2e | 05334012-2040 | 07330309-2300 | PUMP,56FR,XP2,R0,3.0HP CONT.,230V,60HZ,2SPD,S/C,48"MINI | 3.0 | 180 | 91694300 | 18 | 12.0 | 4.4 | 2 | 230 | XP2-633022 | 93526950 | Y | R0
no cord, xp2e | 05334012-2040 | 07330310-2040 | PUMP,56FR,XP2,R0,3.0HP CONT.,230V,60HZ,2SPD,S/C,120"4P,COLEMAN | 3.0 | 180 | 91694300 | 18 | 12.0 | 4.4 | 2 | 230 | XP2-633022 | 93526950 | Y | R0
no cord, xp2e | 05334012-2040 | 07330310-2340 | PUMP,56FR,XP2,3.0HP CONT.,230V,60HZ,2SPD,S/C,120"4P,COLEMAN | 3.0 | 180 | 91694300 | 18 | 12.0 | 4.4 | 2 | 230 | XP2-633022 | 93526950 | Y | R0
no cord, xp2e, will have to move to R9, motor has now capacitor | 05334012-2040 | 07330453-7340 | PUMP,56FR,XP2,R9,3.0HP CONT.,230V,60HZ,2SPD,S/C,48"MINI,9&1:30NPSC,AF RELAY MTR | 3.0 | 180 | 91694300 | 20.1 | 12.5 | 2.6 | 2 | 230 | XP2-633022 | 93577375 | Y | R9
no cord, xp2e | 05334012-2040 | 07330485-2040 | PUMP,56FR,XP2,R0,3.0HP CONT.,230V,60HZ,2SPD,S/C,60"4P | 3.0 | 180 | 91694300 | 18 | 12.0 | 4.4 | 2 | 230 | XP2-633022 | 93526950 | Y | R0
no cord, xp2e | 05334012-2040 | 07330485-2340 | PUMP,56F,XP2,R0,3.0HP CONT.,230V,60HZ,2SPD,S/C,60"4P | 3.0 | 180 | 91694300 | 18 | 12.0 | 4.4 | 2 | 230 | XP2-633022 | 93526950 | Y | R0
xp2e | 05334012-2040 | 07330500-2040 | PUMP,56FR,XP2,R0,3.0HP CONT.,230V,60HZ,2SPD,S/C | 3.0 | 180 | 91694300 | 18 | 12.0 | 4.4 | 2 | 230 | XP2-633022 | 93526950 | N | R0
xp2e | 05334012-2040 | 07330500-2340 | PUMP,56FR,XP2,R0,3.0HP CONT.,230V,60HZ,2SPD,S/C | 3.0 | 180 | 91694300 | 18 | 12.0 | 4.4 | 2 | 230 | XP2-633022 | 93526950 | N | R0
no cord, xp2e | 05334012-2040 | 07330760-2340 | PUMP,56FR,XP2,R0,3.0HP CONT.,230V,60HZ,2SPD,230V,2SPD,S/C,120"MINI,COLEMAN | 3.0 | 180 | 91694300 | 18 | 12.0 | 4.4 | 2 | 230 | XP2-633022 | 93526950 | Y | R0
no cord, xp2e | 05334012-2040 | 07330795-2300 | PUMP,56FR,XP2,R0,3.0HP CONT.,230V,60HZ,2SPD,S/C,79"MINI | 3.0 | 180 | 91694300 | 18 | 12.0 | 4.4 | 2 | 230 | XP2-633022 | 93526950 | Y | R0
no cord, xp2e | 05340009-5040 | 07340000-2340 | PUMP,56FR,XP2,R0,4.0HP CONT.,230V,60HZ,2SPD,S/C,48"HQ MINI | 4.0 | 200 | 91694400 | 20.3 | 15.0 | 4.6 | 2 | 230 | XP2-634022 | 93526960 | Y | R0
no cord, xp2e | 05340009-5040 | 07340001-2340 | PUMP,56FR,XP2,R0,4.0HP CONT.,230V,60HZ,2SPD,S/C,48"4P | 4.0 | 200 | 91694400 | 20.3 | 15.0 | 4.6 | 2 | 230 | XP2-634022 | 93526960 | Y | R0
no cord, xp2e | 05340009-5040 | 07340453-2340 | PUMP,56FR,XP2,R9,4.0HP CONT.,230V,60HZ,2SPD,S/C,48"MINI,9NPSC | 4.0 | 200 | 91694400 | 20.3 | 15.0 | 4.6 | 2 | 230 | XP2-634022 | 93526960 | Y | R9
no cord, xp2e | 05340009-5040 | 07340459-2340 | PUMP,56FR,XP2,R0,4.0HP CONT.,230V,60HZ,2SPD,S/C,36"4P | 4.0 | 200 | 91694400 | 20.3 | 15.0 | 4.6 | 2 | 230 | XP2-634022 | 93526960 | Y | R0
no cord, xp2e | 05340009-5040 | 07340485-2040 | PUMP,56FR,XP2,R0,4.0HP CONT.,230V,60HZ,2SPD,S/C,60"4P | 4.0 | 200 | 91694400 | 20.3 | 15.0 | 4.6 | 2 | 230 | XP2-634022 | 93526960 | Y | R0
no cord, xp2e | 05340009-5040 | 07340485-2340 | PUMP,56FR,XP2,R0,4.0HP CONT.,230V,60HZ,2SPD,S/C,60"4P | 4.0 | 200 | 91694400 | 20.3 | 15.0 | 4.6 | 2 | 230 | XP2-634022 | 93526960 | Y | R0
xp2e | 05340009-5040 | 07340500-2340 | PUMP,56FR,XP2,R0,4.0HP CONT.,230V,60HZ,2SPD,S/C,PHOENIX | 4.0 | 200 | 91694400 | 20.3 | 15.0 | 4.6 | 2 | 230 | XP2-634022 | 93526960 | N | R0
no cord, xp2e, will have to move to R3 | 05320761-2000 | 07622782-2340 | PUMP,56FR,XP2,R3,4.0MBHP,230V,60HZ,2SPD,S/C,48"4P,9&1:30NPSC,TRM IMP | 2.0 | 130 | 91694202 | 19.9 | 8.3 | 3.3 | 2 | 230 | XP2-632022 | 93526830 | Y | R3
no cord, xp2e, speed inverted | n/a Use 2 or 3HP xp2e pump | 07627307-2340 | PUMP,56FR,XP2,R0,5.0MBHP,230V,60HZ,2SPD,S/C,60"4P,FTNED IMP,RW R>L,B>H | 2.5 | 170 | 91694253 | 20 | 11.5 | 3.2 | 2 | 230 | XP2-632522 | 93526840 | Y | R0
no cord, xp2e, speed inverted | 05334012-2040 | 07630312-2040 | PUMP,56FR,XP2,R0,5.0MBHP,230V,60HZ,2SPD,S/C,60"4P,RW | 3.0 | 185 | 91694300 | 19.6 | 13.0 | 3.7 | 2 | 230 | XP2-633022 | 93526850 | Y | R0
no cord, xp2e, will have to move to R9 | 05334012-2040 | 07630332-2340 | PUMP,56FR,XP2,R9,5.0MBHP,230V,60HZ,2SPD,S/C,48"MINI,1:30NPT,9NPSC | 3.0 | 185 | 91694300 | 19.6 | 13.0 | 3.7 | 2 | 230 | XP2-633022 | 93526850 | Y | R9
no cord, xp2e, will have to move to R9 | 05334012-2040 | 07630514-2340 | PUMP,56FR,XP2,R9,5.0MBHP,230V,60HZ,2SPD,S/C,1:30NPSC | 3.0 | 185 | 91694300 | 19.6 | 13.0 | 3.7 | 2 | 230 | XP2-633022 | 93526850 | N | R9
no cord, replacement will be 48fr | 06115000-1040 | 07715001-7040 | PUMP,56FR,XP2,R0,2.0MBHP,115V,60HZ,1SPD,S/C,48"4P | 1.5 | 110 | 91694150 | 15.5 | 13.2 | n/a | 1 | 115 | XP2-631511 | 93573050 | Y | R0
xp2e, mtr with cap., 2spd | 05320761-2000 | 07720000-7340 | PUMP,56FR,XP2,R0,3.5MBHP,230V,60HZ,1SPD,S/C,AF MTRW/TB | 2.0 | 130 | 91694200 | 18.2 | 9.2 | n/a | 1 | 230 | XP2-632012 | 93575200 | N | R0
xp2e, mtr with cap., 2spd | 05320761-2000 | 07720001-7300 | PUMP,F6FR,XP2,R0,3.5MBHP,230V,60HZ,1SPD,S/C,AF MTRW/TB,PDC | 2.0 | 130 | 91694200 | 18.2 | 9.2 | n/a | 1 | 230 | XP2-632012 | 93575200 | N | R0
no cord, xp2e, 2spd | 05320761-2000 | 07720002-7040 | PUMP,56FR,XP2,R0,3.5MBHP,230V,60HZ,1SPD,S/C,48"4P | 2.0 | 130 | 91694200 | 18.2 | 9.2 | n/a | 1 | 230 | XP2-632012 | 93575250 | Y | R0
no cord, xp2e | 05320761-2000 | 07720003-7340 | PUMP,56FR,XP2,R0,3.65MBHP,230V,60HZ,1SPD,S/C,120"4P | 2.0 | 130 | 91694200 | 18.2 | 9.2 | n/a | 2 | 230 | XP2-632012 | 93575250 | Y | R0
xp2e | n/a Use 2 or 3HP xp2e pump | 07726000-2040 | PUMP,56FR,XP2,R0,3.0MBHP,230V,60HZ,1SPD,S/C,PHOENIX | 2.5 | 150 | 91694251 | 18.8 | 10.0 | n/a | 1 | 230 | XP2-632512 | 93526946 | N | R0
xp2e | n/a Use 2 or 3HP xp2e pump | 07726000-2340 | PUMP,56FR,XP2,R0,3.0MBHP,230V,60HZ,1SPD,S/C,PHOENIX | 2.5 | 150 | 91694251 | 18.8 | 10.0 | n/a | 1 | 230 | XP2-632512 | 93526946 | N | R0
xp2e | n/a Use 2 or 3HP xp2e pump | 07726002-2040 | PUMP,56FR,XP2,R0,3.0MBHP,230V,60HZ,1SPD,S/C,GRY WE,PHOENIX | 2.5 | 150 | 91694251 | 18.8 | 10.0 | n/a | 1 | 230 | XP2-632512 | 93526946 | N | R0
xp2e | n/a Use 2 or 3HP xp2e pump | 07726002-2340 | PUMP,56FR,XP2,R0,3.0MBHP,230V,60HZ,1SPD,S/C,GRY WET END,PHOENIX | 2.5 | 150 | 91694251 | 18.8 | 10.0 | n/a | 1 | 230 | XP2-632512 | 93526946 | N | R0
xp2e | n/a Use 2 or 3HP xp2e pump | 07726002-2362 | PUMP,56FR,XP2,R0,3.0MBHP,230V,60HZ,1SPD,S/C,GRAY WE,PHOENIX | 2.5 | 150 | 91694251 | 18.8 | 10.0 | n/a | 1 | 230 | XP2-632512 | 93526946 | N | R0
no cord, xp2e, will have to move to R3 | n/a Use 2 or 3HP xp2e pump | 07726003-2340 | PUMP,56FR,XP2,R3,5.0MBHP,230V,60HZ,1SPD,S/C,120"4P,NPSC@1:30&9 | 2.5 | 150 | 91694251 | 18.8 | 10.0 | n/a | 1 | 230 | XP2-632512 | 93526946 | Y | R3
no cord, replacement will be 48fr | 06125000-1040 | 07726004-7370 | PUMP,56FR,XP2,R0,5.0MBHP,230V,60HZ,1SPD,S/C,96"MINI,1:30 & 9NPSC | 2.5 | 150 | 91694251 | 19.2 | 9.6 | n/a | 1 | 230 | XP2-632512 | 93576250 | Y | R0
no cord, replacement will be 48fr | 06125000-1040 | 07726005-7370 | PUMP,56FR,XP2,R0,5.0MBHP,230V,60HZ,1SPD,S/C,48"ORG MINI,1:30&9NPSC | 2.5 | 150 | 91694251 | 19.2 | 9.6 | n/a | 1 | 230 | XP2-632512 | 93576250 | Y | R0
no cord, replacement will be 48fr | 06125000-1040 | 07726006-7340 | PUMP,56FR,XP2,R0,4.8MBHP,230V,60HZ,1SPD,S/C,48"MINI,BLK-HOT,KREVCO LABEL | 2.5 | 150 | 91694251 | 19.2 | 9.6 | n/a | 1 | 230 | XP2-632512 | 93576250 | Y | R0
no cord, xp2e, will have to move to R9 | n/a Use 2 or 3HP xp2e pump | 07726007-7370 | PUMP,56FR,XP2,R9,2.5HP CONT.,5.0MBHP,230V,60HZ,1SPD,48"ORG MINI,1:30HSD&9NPSC | 2.5 | 150 | 91694251 | 19.2 | 9.6 | n/a | 1 | 230 | XP2-632512 | 93576250 | Y | R9
no cord, replacement will be 48fr | 06125000-1040 | 07726008-5000 | PUMP,56FR,XP2,R0,5.0MBHP,230V,60HZ,1SPD,S/C,60"4P,VITON,NO HP LABEL | 2.5 | 130 | 91694251 | 23.3 | 10.0 | n/a | 1 | 230 | XP2-632512 | 93516250 | Y | R0
no cord, xp2e | n/a Use 2 or 3HP xp2e pump | 07726008-5300 | PUMP,56FR,XP2,R0,5.0MBHP,230V,60HZ,1SPD,S/C,60"4P,VITON,NO HP LABEL | 2.5 | 130 | 91694251 | 23.3 | 10.0 | n/a | 1 | 230 | XP2-632512 | 93516250 | Y | R0
no cord, xp2e | n/a Use 2 or 3HP xp2e pump | 07726008-7300 | PUMP,56FR,XP2,R0,5.0MBHP,230V,60HZ,1SPD,S/C,60"4P,VITON | 2.5 | 150 | 91694251 | 19.2 | 9.6 | n/a | 1 | 230 | XP2-632512 | 93576250 | Y | R0
no cord, xp2e | n/a Use 2 or 3HP xp2e pump | 07726009-7040 | PUMP, 56FR,XP2,R0,4.8MBHP,230V,60HZ,1SPD,S/C,48"4P | 2.5 | 150 | 91694251 | 19.2 | 9.6 | n/a | 1 | 230 | XP2-632512 | 93576250 | Y | R0
replacement will be 48fr | 06125000-1040 | 07726010-5040 | PUMP,56FR,XP2,R0,4.8MBHP,230V,60HZ,1SPD,S/C,NO HP LABEL | 2.5 | 130 | 91694251 | 23.3 | 10.0 | n/a | 1 | 230 | XP2-632512 | 93516250 | N | R0
xp2e, 2speed | 05334012-2040 | 07730000-2040 | PUMP,56FR,XP2,R0,4.0MBHP,230V,60HZ,1SPD,S/C | 3.0 | 190 | 91694300 | 17.8 | 12.0 | n/a | 1 | 230 | XP2-633012 | 93526956 | N | R0
xp2e, 2speed | 05334012-2040 | 07730000-2340 | PUMP,56FR,XP2,R0,4.0MBHP,230V,60HZ,1SPD,S/C,PHOENIX | 3.0 | 190 | 91694300 | 17.8 | 12.0 | n/a | 1 | 230 | XP2-633012 | 93526956 | N | R0
no cord, xp2e, 2speed, will have to move to R9 | 05334012-2040 | 07730001-7370 | PUMP,56FR,XP2,R9,3.0HP CONT.,5.0MBHP,230V,60HZ,1SPD,S/C,48"ORG MINI,1:30HSD&9NPSC | 3.0 | 180 | 91694300 | 20.7 | 12.1 | n/a | 1 | 230 | XP2-633012 | 93577250 | Y | R9
no cord, xp2e, 2speed, will have to move to R9 | 05334012-2040 | 07730367-2340 | PUMP,56FR,XP2,R9,5.0MBHP,230V,60HZ,1SPD,S/C,48"MINI,9 NPSC,1:30 NPT | 3.0 | 190 | 91694300 | 17.8 | 12.0 | n/a | 1 | 230 | XP2-633012 | 93526956 | Y | R9
xp2e, 2speed | 05334012-2040 | 07733001-2040 | PUMP,56FR,XP2,R0,4.0MBHP,230V,60HZ,1SPD,S/C,GRY WE,PHOENIX | 3.0 |  | 91694303 |  |  | n/a | 1 | 230 | XP2-633012 | 93526956 | N | R0
xp2e, 2speed | 05334012-2040 | 07733001-2340 | PUMP,56FR,XP2,R0,4.0MBHP,230V,60HZ,1SPD,S/C,GRY WE,PHOENIX | 3.0 |  | 91694303 |  |  | n/a | 1 | 230 | XP2-633012 | 93526956 | N | R0
xp2e, 2speed | 05334012-2040 | 07733001-2362 | PUMP,56FR,XP2,R0,4.0MBHP,230V,60HZ,1SPD,S/C,GRAY WE,PHOENIX | 3.0 | 200 | 91694303 | 18.45 | 12.5 | n/a | 1 | 230 | XP2-633012 | 93526956 | N | R0
replacement will be 48fr | 06115517-2040 | 07815000-2040 | PUMP,56FR,XP2,R0,2.0MBHP,230V,60HZ,2SPD,S/C | 1.5 | 105 | 91694150 | 17.9 | 8.0 | 3.0 | 2 | 230 | XP2-631522 | 93526920 | N | R0
no cord, motor has capacitor now,replacement will be 48fr | 06115517-2040 | 07815001-7300 | PUMP,56FR,XP2,R0,2.0MBHP,230V,60HZ,2SPD,S/C,79"4P,VITON,AF RELAY MTR | 1.5 | 120 | 91694150 | 16.1 | 8 | 1.7 | 2 | 230 | XP2-631522 | 93573375 | Y | R0
no cord, replacement will be 48fr | 06115517-2040 | 07815002-2300 | PUMP,56FR,XP2,R0,2.0MBHP,230V,60HZ,2SPD,S/C,79"4P | 1.5 | 105 | 91694150 | 17.9 | 8.0 | 3.0 | 2 | 230 | XP2-631522 | 93526920 | Y | R0
no cord, will have to move to R3, motor has capacitor now, replacement will be 48fr | 06115517-2040 | 07815978-7300 | PUMP,56FR,XP2,R3,2.0MBHP,230V,60HZ,2SPD,S/C,79"4P,VITON,1:30&9NPSC,AF RELAY MTR | 1.5 | 120 | 91694150 | 16.1 | 8 | 1.7 | 2 | 230 | XP2-631522 | 93573375 | Y | R3
no cord, will have to move to R3, mtr with cap, replacement will be 48fr | 06115000-1040 | 07817686-7300 | PUMP,56FR,XP2,R3,2.0MBHP,115V,60HZ,2SPD,S/C,60"4P,VITON,AF RELAY MTR,TRIM IMP | 1.5 | 120 | 91694151 | 14.4 | 12.0 | 3.2 | 2 | 115 | XP2-631521 | 93573175 | Y | R3
no cord, xp2e | 05320761-2000 | 07820000-7340 | PUMP,56FR,XP2,R0,3.6MBHP,230V,60HZ,2SPD,S/C,36"4P,9&1:30NPSC,6NPT | 2.0 | 120 | 91694200 | 20.7 | 9.0 | 3.5 | 2 | 230 | XP2-632022 | 93575350 | Y | R0
no cord, xp2e | 05320761-2000 | 07820001-7340 | PUMP,56FR,XP2,R0,4.0MBHP,230V,60HZ,2SPD,S/C,79"4P,VITON | 2.0 | 120 | 91694200 | 20.7 | 9.0 | 3.5 | 2 | 230 | XP2-632022 | 93575350 | Y | R0
no cord, xp2e, will have to move to R9 | 05320761-2000 | 07820002-7340 | PUMP,56FR,XP2,R9,3.65MBHP,230V,60HZ,2SPD,S/C,120"4P,VITON,9&6NPSC | 2.0 | 120 | 91694200 | 20.7 | 9.0 | 3.5 | 2 | 230 | XP2-632022 | 93575350 | Y | R9
no cord, xp2e,motor has a capacitor instead of relay now | 05320761-2000 | 07820003-7340 | PUMP,56FR,XP2,R0,4.0MBHP,230V,60HZ,2SPD,S/C,79"4P,VITON,9&1:30NPT,6NPSC,AF RELAY MOTOR | 2.0 | 140 | 91694200 | 16.5 | 9.0 | 2.0 | 2 | 230 | XP2-632022 | 93575375 | Y | R0
no cord, xp2e,motor has a capacitor instead of relay now | 05320761-2000 | 07820004-7040 | PUMP,56FR,XP2,R0,3.6MBHP,230V,60HZ,2SPD,S/C,48"4P,6NPT,AF RELAY MTR | 2.0 | 140 | 91694200 | 16.5 | 9.0 | 2.0 | 2 | 230 | XP2-632022 | 93575375 | Y | R0
no cord, xp2e, will have to move to R3, motor has a capacitor instead of relay now | 05320761-2000 | 07820005-7300 | PUMP,56FR,XP2,R3,3.6MBHP,230V,60HZ,2SPD,S/C,60"4P,VITON,1:30&9NPSC,AF RELAY MTR | 2.0 | 140 | 91694200 | 16.5 | 9.0 | 2.0 | 2 | 230 | XP2-632022 | 93575375 | Y | R3
no cord, xp2e,motor has a capacitor instead of relay now | 05320761-2000 | 07820006-7040 | PUMP,56FR,XP2,R0,3.6MBHP,230V,60HZ,2SPD,S/C,48"4P,AF RELAY MTR | 2.0 | 140 | 91694200 | 16.5 | 9.0 | 2.0 | 2 | 230 | XP2-632022 | 93575375 | Y | R0
no cord, xp2e | 05320761-2000 | 07820330-2340 | PUMP,56FR,XP2,R0,4.0MBHP,230V,60HZ,2SPD,S/C,48"MINI,W/GROMMETS | 2.0 | 150 | 91694200 | 14.1 | 9.0 | 3.2 | 2 | 230 | XP2-632022 | 93526931 | Y | R0
xp2e | 05320761-2000 | 07820704-2040 | PUMP,56FR,XP2,R0,4.0MBHP,230V,60HZ,2SPD,S/C | 2.0 | 150 | 91694200 | 14.1 | 9.0 | 3.2 | 2 | 230 | XP2-632022 | 93526931 | N | R0
xp2e | 05320761-2000 | 07820704-2300 | PUMP,56FR,XP2,R0,4.0MBHP,230V,60HZ,2SPD,S/C | 2.0 | 150 | 91694200 | 14.1 | 9.0 | 3.2 | 2 | 230 | XP2-632022 | 93526931 | N | R0
no cord, xp2e | 05320761-2000 | 07820706-2040 | PUMP,56FR,XP2,R0,4.0MBHP,230V,60HZ,2SPD,S/C,36",4P | 2.0 | 150 | 91694200 | 14.1 | 9.0 | 3.2 | 2 | 230 | XP2-632022 | 93526931 | Y | R0
xp2e | 05320761-2000 | 07822702-2300 | PUMP,56FR,XP2,R0,4.0MBHP,230V,60HZ,2SPD,S/ C,VITON,FINE TUNED | 2.0 |  | 91694202 |  |  |  | 2 | 230 | XP2-632022 | 93526931 | N | R0
no cord, xp2e, will have to move to R3 | 05320761-2000 | 07822708-2340 | PUMP,56FR,XP2,R3,4.0MBHP,230V,60HZ,2SPD,S/C,36",4P,1:30NPSC | 2.0 |  | 91694202 |  |  |  | 2 | 230 | XP2-632022 | 93526931 | Y | R3
no cord, xp2e | 05320761-2000 | 07822776-2040 | PUMP,56FR,XP2,R0,4.0MBHP,230V,60HZ,2SPD,S/C,48"MINI,W/GROMMET | 2.0 | 140 | 91694202 | 17.7 | 8.7 | 2.8 | 2 | 230 | XP2-632022 | 93526931 | Y | R0
no cord, xp2e | 05320761-2000 | 07822776-2340 | PUMP,56FR,XP2,R0,4.0MBHP,230V,60HZ,2SPD,S/ C,48"MINI,W/GROMMETS | 2.0 | 140 | 91694202 | 17.7 | 8.7 | 2.8 | 2 | 230 | XP2-632022 | 93526931 | Y | R0
no cord, xp2e | 05320761-2000 | 07822782-2340 | PUMP,56FR,XP2,R3,4.0MBHP,230V,60HZ,2SPD,S/ C,48"4P,9&1:30NPSC,TRM IMP | 2.0 | 140 | 91694202 | 17.7 | 8.7 | 2.8 | 2 | 230 | XP2-632022 | 93526931 | Y | R3
xp2e | n/a Use 2 or 3HP xp2e pump | 07826000-2040 | PUMP,56FR,XP2,R0,3.0MBHP,230V,60HZ,2SPD,S/C | 2.5 | 160 | 91694251 | 18.0 | 9.8 | 3.0 | 2 | 230 | XP2-632522 | 93526941 | N | R0
xp2e | n/a Use 2 or 3HP xp2e pump | 07826000-2340 | PUMP,56FR,XP2,R0,3.0MBHP,230V,60HZ,2SPD,S/C,PHOENIX | 2.5 | 160 | 91694251 | 18.0 | 9.8 | 3.0 | 2 | 230 | XP2-632522 | 93526941 | N | R0
no cord, xp2e, will have to move to R9 | n/a Use 2 or 3HP xp2e pump | 07826001-2040 | PUMP,56FR,XP2,R9,5.0MBHP,230V,60HZ,2SPD,S/C,48"HQ MINI,1:30NPT,9NPSC | 2.5 | 160 | 91694251 | 18.0 | 9.8 | 3.0 | 2 | 230 | XP2-632522 | 93526941 | Y | R9
no cord, xp2e, will have to move to R9 | n/a Use 2 or 3HP xp2e pump | 07826001-2340 | PUMP,56FR,XP2,R9,5.0MBHP,230V,60HZ,2SPD,S/C,48"HQ MINI,9NPSC,1:30NPT | 2.5 | 160 | 91694251 | 18.0 | 9.8 | 3.0 | 2 | 230 | XP2-632522 | 93526941 | Y | R9
xp2e | n/a Use 2 or 3HP xp2e pump | 07826002-2040 | PUMP,56FR,XP2,R0,3.0MBHP,230V,60HZ,2SPD,S/C,GRY WE,PHOENIX | 2.5 | 160 | 91694251 | 18.0 | 9.8 | 3.0 | 2 | 230 | XP2-632522 | 93526941 | N | R0
xp2e | n/a Use 2 or 3HP xp2e pump | 07826002-2340 | PUMP,56FR,XP2,R0,3.0MBHP,230V,60HZ,2SPD,S/C,GRY WE,PHOENIX | 2.5 | 160 | 91694251 | 18.0 | 9.8 | 3.0 | 2 | 230 | XP2-632522 | 93526941 | N | R0
xp2e | n/a Use 2 or 3HP xp2e pump | 07826002-2362 | PUMP,56FR,XP2,R0,3.0MBHP,230V,60HZ,2SPD,S/C,GRAY WE,PHOENIX | 2.5 | 160 | 91694251 | 18.0 | 9.8 | 3.0 | 2 | 230 | XP2-632522 | 93526941 | N | R0
no cord, xp2e, will have to move to R3 | n/a Use 2 or 3HP xp2e pump | 07826003-2340 | PUMP,56FR,XP2,R3,5.0MBHP,230V,60HZ,2SPD,S/C,79"4P,NPSC@1:30&9 | 2.5 | 160 | 91694251 | 18.0 | 9.8 | 3.0 | 2 | 230 | XP2-632522 | 93526941 | Y | R3
no cord, xp2e | n/a Use 2 or 3HP xp2e pump | 07826004-2341 | PUMP,56FR,XP2,R0,5.0MBHP,230V,60HZ,2SPD,S/C,79"4P,NPT@9,6NPSC | 2.5 | 160 | 91694251 | 18.0 | 9.8 | 3.0 | 2 | 230 | XP2-632522 | 93526941 | Y | R0
xp2e | n/a Use 2 or 3HP xp2e pump | 07826005-2040 | PUMP,56FR,XP2,R0,5.0MBHP,230V,60HZ,2SPD,S/C | 2.5 | 160 | 91694251 | 18.0 | 9.8 | 3.0 | 2 | 230 | XP2-632522 | 93526941 | N | R0
no cord, xp2e | n/a Use 2 or 3HP xp2e pump | 07826006-7304 | PUMP,56FR,XP2,R0,2.5HP CONT.,5.0MBHP,230V,60HZ,2SPD,S/C,48"REDMINI,9HSD&6NPSC | 2.5 | 170 | 91694251 | 17.4 | 10.4 | 3.7 | 2 | 230 | XP2-632522 | 93576350 | Y | R0
no cord, xp2e, speed inverted, will have to move to R9 | n/a Use 2 or 3HP xp2e pump | 07826007-7340 | PUMP,56FR,XP2,R9,5.0MBHP,230V,60HZ,2SPD,S/C,48"MINI,9NPSC,BLK-HI,RW | 2.5 | 170 | 91694251 | 17.4 | 10.4 | 3.7 | 2 | 230 | XP2-632522 | 93576350 | Y | R9
no cord, xp2e, speed inverted, will have to move to R9, mtr has capacitor now | n/a Use 2 or 3HP xp2e pump | 07826008-7340 | PUMP,56FR,XP2,R9,5.0MBHP,230V,60HZ,2SPD,S/C,48"MINI,9NPSC,RW/BLK-HI,AF RELAY MTR | 2.5 | 160 | 91694251 | 19.1 | 10.2 | 2.1 | 2 | 230 | XP2-632522 | 93576375 | Y | R9
no cord, xp2e, will have to move to R3, mtr has capacitor now | n/a Use 2 or 3HP xp2e pump | 07826009-7040 | PUMP,56FR,XP2,R3,4.8MBHP,230V,60HZ,2SPD,S/C,48"4P,9NPT,1:30NPSC,AF RELAY MTR | 2.5 | 160 | 91694251 | 19.1 | 10.2 | 2.1 | 2 | 230 | XP2-632522 | 93576375 | Y | R3
no cord, xp2e, motor has capacitor now | n/a Use 2 or 3HP xp2e pump | 07826010-7300 | PUMP,56FR,XP2,R0,5.0MBHP,230V,60HZ,2SPD,S/C,79"4P,VITON,AF RELAY MTR | 2.5 | 160 | 91694251 | 19.1 | 10.2 | 2.1 | 2 | 230 | XP2-632522 | 93576375 | Y | R0
no cord, xp2e, speed inverted, motor has capacitor now | n/a Use 2 or 3HP xp2e pump | 07826010-7340 | PUMP,56FR,XP2,R0,5.0MBHP,230V,60HZ,2SPD,S/C,48"MINI,RW/BLCK-HI,9&6&1:30NPSC,AF RELAY MTR | 2.5 | 160 | 91694251 | 19.1 | 10.2 | 2.1 | 2 | 230 | XP2-632522 | 93576375 | Y | R0
no cord, xp2e, motor has capacitor now | n/a Use 2 or 3HP xp2e pump | 07826011-7040 | PUMP,56FR,XP2,R0,4.8MBHP,230V,60HZ,2SPD,S/C,48"4P,AF RELAY MTR | 2.5 | 160 | 91694251 | 19.1 | 10.2 | 2.1 | 2 | 230 | XP2-632522 | 93576375 | Y | R0
no cord, xp2e | n/a Use 2 or 3HP xp2e pump | 07826307-2341 | PUMP,56FR,XP2,R0,4.8MBHP,230V,60HZ,2SPD,S/ C,60"4P,TRIMMED IMP | 2.5 | 160 | 91694251 | 18.0 | 9.8 | 3.0 | 2 | 230 | XP2-632522 | 93526941 | Y | R0
xp2e | n/a Use 2 or 3HP xp2e pump | 07826500-2040 | PUMP,56FR,XP2,R0,2.5HP CONT.,230V,60HZ,2SPD,S/C | 2.5 | 160 | 91694251 | 18.0 | 9.8 | 3.0 | 2 | 230 | XP2-632522 | 93526941 | N | R0
no cord, xp2e | n/a Use 2 or 3HP xp2e pump | 07826775-2370 | PUMP,56FR,XP2,R0,5.0MBHP,230V,60HZ,2SPD,S/C,48"MINI | 2.5 | 160 | 91694251 | 18.0 | 9.8 | 3.0 | 2 | 230 | XP2-632522 | 93526941 | Y | R0
no cord, xp2e | n/a Use 2 or 3HP xp2e pump | 07826786-2341 | PUMP,56FR,XP2,R0,5.0MBHP,230V,60HZ,2SPD,S/C,60",4P | 2.5 | 160 | 91694251 | 18.0 | 9.8 | 3.0 | 2 | 230 | XP2-632522 | 93526941 | Y | R0
xp2e | n/a Use 2 or 3HP xp2e pump | 07826787-2041 | PUMP,56FR,XP2,R0,5.0MBHP,230V,60HZ,2SPD,S/C,NPT@9,6NPSC | 2.5 | 160 | 91694251 | 18.0 | 9.8 | 3.0 | 2 | 230 | XP2-632522 | 93526941 | N | R0
xp2e | n/a Use 2 or 3HP xp2e pump | 07826787-2341 | PUMP,56FR,XP2,R0,5.0MBHP,230V,60HZ,2SPD,S/C,NPT@ 9,6NPSC | 2.5 | 160 | 91694251 | 18.0 | 9.8 | 3.0 | 2 | 230 | XP2-632522 | 93526941 | N | R0
no cord, xp2e | n/a Use 2 or 3HP xp2e pump | 07827001-2340 | PUMP,56FR,XP2,R0,5.0MBHP,230V,60HZ,2SPD,S/C,48"4P | 2.5 | 175 | 91694253 | 18.6 | 11.4 | 3.3 | 2 | 230 | XP2-632522 | 93526941 | Y | R0
no cord, xp2e | n/a Use 2 or 3HP xp2e pump | 07827002-7340 | PUMP,56FR,XP2,R0,5.0MBHP,230V,60HZ,2SPD,S/C,48"4P,TRIM IMP | 2.5 | 185 | 91694253 | 14.0 | 11.1 | 3.7 | 2 | 230 | XP2-632522 | 93576350 | Y | R0
no cord, xp2e | n/a Use 2 or 3HP xp2e pump | 07827003-7341 | PUMP,56FR,XP2,R0,5.0MBHP,230V,60HZ,2SPD,S/C,60"4P,TRIM IMP | 2.5 | 185 | 91694253 | 14.0 | 11.1 | 3.7 | 2 | 230 | XP2-632522 | 93576350 | Y | R0
no cord, xp2e | n/a Use 2 or 3HP xp2e pump | 07827004-7340 | PUMP,56FR,XP2,R0,5.0MBHP,230V,60HZ,2SPD,S/C,48"4P,6 NPT,TRIM IMP | 2.5 | 185 | 91694253 | 14.0 | 11.1 | 3.7 | 2 | 230 | XP2-632522 | 93576350 | Y | R0
no cord, xp2e | n/a Use 2 or 3HP xp2e pump | 07827004-7370 | PUMP,56FR,XP2,R0,5.0MBHP,230V,60HZ,2SPD,S/C,48"4P,6 NPT,TRIM IMP | 2.5 | 185 | 91694253 | 14.0 | 11.1 | 3.7 | 2 | 230 | XP2-632522 | 93576350 | Y | R0
no cord, xp2e, motor has capacitor now | n/a Use 2 or 3HP xp2e pump | 07827005-7341 | PUMP,56FR,XP2,R0,5.0MBHP,230V,60HZ,2SPD,S/C,60"4P,TRIM IMP,AF RELAY MTR | 2.5 | 180 | 91694253 | 18.6 | 11.7 | 2.3 | 2 | 230 | XP2-632522 | 93576375 | Y | R0
no cord, xp2e, speed inverted | n/a Use 2 or 3HP xp2e pump | 07827307-2340 | PUMP,56FR,XP2,R0,5.0MBHP,230V,60HZ,2SPD,S/ C,60"4P,FTND IMP,RW R>L,B>H | 2.5 | 175 | 91694253 | 18.6 | 11.4 | 3.3 | 2 | 230 | XP2-632522 | 93526941 | Y | R0
no cord, xp2e | n/a Use 2 or 3HP xp2e pump | 07827331-2370 | PUMP,56FR,XP2,R0,5.0MBHP,230V,60HZ,2SPD,S/C,48"MINI,BLU WE | 2.5 | 175 | 91694253 | 18.6 | 11.4 | 3.3 | 2 | 230 | XP2-632522 | 93526941 | Y | R0
no cord, xp2e, motor has capacitor now | 05334012-2040 | 07827331-7070 | PUMP,56FR,XP2,R0,5.0MBHP,230V,60HZ,2SPD,S/C,48"TAN MINI,9&1:30NPT,6NPSC,AF RELAY MTR,BLUE WE | 3.0 | 180 | 91694253 | 18.6 | 11.7 | 2.3 | 2 | 230 | XP2-632522 | 93576375 | Y | R0
no cord, xp2e, motor has capacitor now | n/a Use 2 or 3HP xp2e pump | 07827331-7370 | PUMP,56FR,XP2,R0,5.0MBHP,230V,60HZ,2SPD,S/C,48"TAN MINI,9&1:30NPT,6NPSC,AF RELAY MTR,BLUE WE | 2.5 | 180 | 91694253 | 18.6 | 11.7 | 2.3 | 2 | 230 | XP2-632522 | 93576375 | Y | R0
xp2e | n/a Use 2 or 3HP xp2e pump | 07827703-2300 | PUMP,56FR,XP2,R0,5.0MBHP,230V,60HZ,2SPD,S/ C,VITON,TRM IMP | 2.5 | 175 | 91694253 | 18.6 | 11.4 | 3.3 | 2 | 230 | XP2-632522 | 93526941 | N | R0
xp2e | n/a Use 2 or 3HP xp2e pump | 07827703-2340 | PUMP,56FR,XP2,R0,5.0MBHP,230V,60HZ,2SPD,S/ C,VITON,TRM IMP | 2.5 | 175 | 91694253 | 18.6 | 11.4 | 3.3 | 2 | 230 | XP2-632522 | 93526941 | N | R0
no cord, xp2e | n/a Use 2 or 3HP xp2e pump | 07827714-2340 | PUMP,56FR,XP2,R0,5.0MBHP,230V,60HZ,2SPD,S/C,48"MINI,BLU WE | 2.5 | 175 | 91694253 | 18.6 | 11.4 | 3.3 | 2 | 230 | XP2-632522 | 93526941 | Y | R0
no cord, xp2e | n/a Use 2 or 3HP xp2e pump | 07827743-2300 | PUMP,56FR,XP2,R0,5.0MBHP,230V,60HZ,2SPD,S/C,60"MINI,FINE TUNE IM | 2.5 | 175 | 91694253 | 18.6 | 11.4 | 3.3 | 2 | 230 | XP2-632522 | 93526941 | Y | R0
no cord, xp2e | n/a Use 2 or 3HP xp2e pump | 07827743-2340 | PUMP,56FR,XP2,R0,5.0MBHP,230V,60HZ,2SPD,S/C,60"MINI,FINE TUNE IM | 2.5 | 175 | 91694253 | 18.6 | 11.4 | 3.3 | 2 | 230 | XP2-632522 | 93526941 | Y | R0
no cord, xp2e | n/a Use 2 or 3HP xp2e pump | 07827743-2370 | PUMP,56FR,XP2,R0,5.0MBHP,230V,60HZ,2SPD,S/C,60"MINI,TRM IMP | 2.5 | 175 | 91694253 | 18.6 | 11.4 | 3.3 | 2 | 230 | XP2-632522 | 93526941 | Y | R0
xp2e | n/a Use 2 or 3HP xp2e pump | 07827773-2340 | PUMP,56FR,XP2,R0,5.0MBHP,230V,60HZ,2SPD,S/C,TRM IMPELLER | 2.5 | 175 | 91694253 | 18.6 | 11.4 | 3.3 | 2 | 230 | XP2-632522 | 93526941 | N | R0
xp2e | n/a Use 2 or 3HP xp2e pump | 07827773-2341 | PUMP,56FR,XP2,R0,5.0MBHP,230V,60HZ,2SPD,S/C,TRM IMP | 2.5 | 175 | 91694253 | 18.6 | 11.4 | 3.3 | 2 | 230 | XP2-632522 | 93526941 | N | R0
no cord, xp2e | n/a Use 2 or 3HP xp2e pump | 07827774-2040 | PUMP,56FR,XP2,6.3,R0,5.0MBHP,230V,60HZ,2SPD,S/C,96"MINI,BLU | 2.5 | 175 | 91694253 | 18.6 | 11.4 | 3.3 | 2 | 230 | XP2-632522 | 93526941 | Y | R0
no cord, xp2e | n/a Use 2 or 3HP xp2e pump | 07827774-2340 | PUMP,56FR,XP2,R0,5.0MBHP,230V,60HZ,2SPD,S/C,96"MINI,BLUWE,TRM IMP,1:30NPT,HSD | 2.5 | 175 | 91694253 | 18.6 | 11.4 | 3.3 | 2 | 230 | XP2-632522 | 93526941 | Y | R0
no cord, xp2e | n/a Use 2 or 3HP xp2e pump | 07827774-2341 | PUMP,56FR,XP2,R0,5.0MBHP,230V,60HZ,2SPD,S/C,96"MINI,BLU WE | 2.5 | 175 | 91694253 | 18.6 | 11.4 | 3.3 | 2 | 230 | XP2-632522 | 93526941 | Y | R0
no cord, xp2e | n/a Use 2 or 3HP xp2e pump | 07827774-2370 | PUMP,56FR,XP2,R0,5.0MBHP,230V,60HZ,2SPD,S/C,96"MINI,BLUWE, TRM IMP,1:30NPT,HSD | 2.5 | 175 | 91694253 | 18.6 | 11.4 | 3.3 | 2 | 230 | XP2-632522 | 93526941 | Y | R0
no cord, xp2e | n/a Use 2 or 3HP xp2e pump | 07827777-2300 | PUMP,56FR,XP2,R0,5.0MBHP,230V,60HZ,2SPD,S/C,TRM IMP,VITON | 2.5 | 175 | 91694253 | 18.6 | 11.4 | 3.3 | 2 | 230 | XP2-632522 | 93526941 | N | R0
no cord, xp2e | n/a Use 2 or 3HP xp2e pump | 07827777-2340 | PUMP,56FR,XP2,R0,5.0MBHP,230V,60HZ,2SPD,S/C,TRM IMP,VITON | 2.5 | 175 | 91694253 | 18.6 | 11.4 | 3.3 | 2 | 230 | XP2-632522 | 93526941 | N | R0
no cord, xp2e | n/a Use 2 or 3HP xp2e pump | 07827778-2040 | PUMP,56FR,XP2,R0,5.0MBHP,230V,60HZ,2SPD,S/C,60"4P,TRM IMP | 2.5 | 175 | 91694253 | 18.6 | 11.4 | 3.3 | 2 | 230 | XP2-632522 | 93526941 | Y | R0
no cord, xp2e | n/a Use 2 or 3HP xp2e pump | 07827778-2340 | PUMP,56FR,XP2,R0,5.0MBHP,230V,60HZ,2SPD,S/C,60"4P,TRM IMP | 2.5 | 175 | 91694253 | 18.6 | 11.4 | 3.3 | 2 | 230 | XP2-632522 | 93526941 | Y | R0
no cord, xp2e | n/a Use 2 or 3HP xp2e pump | 07827778-2341 | PUMP,56FR,XP2,R0,5.0MBHP,230V,60HZ,2SPD,S/ C,60"4P,TRM IMP | 2.5 | 175 | 91694253 | 18.6 | 11.4 | 3.3 | 2 | 230 | XP2-632522 | 93526941 | Y | R0
no cord, xp2e | n/a Use 2 or 3HP xp2e pump | 07827778-2370 | PUMP,56FR,XP2,R0,5.0MBHP,230V,60HZ,2SPD,S/C,60"4P,TRM IMP | 2.5 | 175 | 91694253 | 18.6 | 11.4 | 3.3 | 2 | 230 | XP2-632522 | 93526941 | Y | R0
no cord, xp2e | n/a Use 2 or 3HP xp2e pump | 07827779-2340 | PUMP,56FR,XP2,R0,5.0MBHP,230V,60HZ,2SPD,S/C,60'MINI,BLU WE | 2.5 | 175 | 91694253 | 18.6 | 11.4 | 3.3 | 2 | 230 | XP2-632522 | 93526941 | Y | R0
xp2e | n/a Use 2 or 3HP xp2e pump | 07827787-2341 | PUMP,56FR,XP2,6.3,R0,5.0MBHP,230V,60HZ,2SPD,S/C | 2.5 | 160 | 91694251 | 18.0 | 9.8 | 3.0 | 2 | 230 | XP2-632522 | 93526941 | N | R0
xp2e | 05334012-2040 | 07830000-2040 | PUMP,56FR,XP2,R0,4.0MBHP,230V,60HZ,2SPD,S/C,PHOENIX | 3.0 | 180 | 91694300 | 18 | 12.0 | 4.4 | 2 | 230 | XP2-633022 | 93526950 | N | R0
xp2e | 05334012-2040 | 07830000-2340 | PUMP,56FR,XP2,R0,4.0MBHP,230V,60HZ,2SPD,S/C,PHOENIX | 3.0 | 180 | 91694300 | 18 | 12.0 | 4.4 | 2 | 230 | XP2-633022 | 93526950 | N | R0
no cord, xp2e | 05334012-2040 | 07830001-2340 | PUMP,56FR,XP2,R0,4.0MBHP,230V,60HZ,2SPD,S/C,79"4P | 3.0 | 180 | 91694300 | 18 | 12.0 | 4.4 | 2 | 230 | XP2-633022 | 93526950 | Y | R0
xp2e | 05334012-2040 | 07830305-2040 | PUMP,56FR,XP2,R0,5.0MBHP,230V,60HZ,2SPD,S/C,9NPT,6NPSC | 3.0 | 180 | 91694300 | 18 | 12.0 | 4.4 | 2 | 230 | XP2-633022 | 93526950 | N | R0
xp2e | 05334012-2040 | 07830305-2340 | PUMP,56FR,XP2,R0,5.0MBHP,230V,60HZ,2SPD,S/C,9NPT,6NPSC | 3.0 | 180 | 91694300 | 18 | 12.0 | 4.4 | 2 | 230 | XP2-633022 | 93526950 | Y | R0
xp2e | 05334012-2040 | 07830306-1040 | PUMP,56FR,XP2,R0,5.0MBHP,230V,60HZ,2SPD,S/C | 3.0 | 190 | 91694300 | 19.2 | 12 | 4.5 | 2 | 230 | XP2-633022 | 93496950 | N | R0
xp2e | 05334012-2040 | 07830306-1340 | PUMP,56FR,XP2,R0,5.0MBHP,230V,60HZ,2SPD,S/C | 3.0 | 190 | 91694300 | 19.2 | 12 | 4.5 | 2 | 230 | XP2-633022 | 93496950 | N | R0
xp2e | 05334012-2040 | 07830306-2040 | PUMP,56FR,XP2,R0,5.0MBHP,230V,60HZ,2SPD,S/C | 3.0 | 180 | 91694300 | 18 | 12.0 | 4.4 | 2 | 230 | XP2-633022 | 93526950 | N | R0
xp2e | 05334012-2040 | 07830306-2300 | PUMP,56FR,XP2,R0,5.0MBHP,230V,60HZ,2SPD,S/C | 3.0 | 180 | 91694300 | 18 | 12.0 | 4.4 | 2 | 230 | XP2-633022 | 93526950 | N | R0
xp2e | 05334012-2040 | 07830306-2340 | PUMP,56FR,XP2,R0,5.0MBHP,230V,60HZ,2SPD,S/C | 3.0 | 180 | 91694300 | 18 | 12.0 | 4.4 | 2 | 230 | XP2-633022 | 93526950 | N | R0
no cord, xp2e | 05334012-2040 | 07830307-2040 | PUMP,56FR,XP2,R0,5.0MBHP,230V,60HZ,2SPD,S/C,60"4P | 3.0 | 180 | 91694300 | 18 | 12.0 | 4.4 | 2 | 230 | XP2-633022 | 93526950 | Y | R0
no cord, xp2e | 05334012-2040 | 07830308-2340 | PUMP,56FR,XP2,R0,5.0MBHP,230V,60HZ,2SPD,S/ C,79"4P,COLEMAN | 3.0 | 180 | 91694300 | 18 | 12.0 | 4.4 | 2 | 230 | XP2-633022 | 93526950 | Y | R0
no cord, xp2e | 05334012-2040 | 07830309-2040 | PUMP,56FR,XP2,R0,5.0MBHP,230V,60HZ,2SPD,S/ C,48"MINI | 3.0 | 180 | 91694300 | 18 | 12.0 | 4.4 | 2 | 230 | XP2-633022 | 93526950 | Y | R0
no cord, xp2e | 05334012-2040 | 07830309-2340 | PUMP,56FR,XP2,R0,5.0MBHP,230V,60HZ,2SPD,S/C,48"MINI | 3.0 | 180 | 91694300 | 18 | 12.0 | 4.4 | 2 | 230 | XP2-633022 | 93526950 | Y | R0
no cord, xp2e, speed inverted | 05334012-2040 | 07830312-2040 | PUMP,56FR,XP2,R0,5.0MBHP,230V,60HZ,2SPD,S/ C,60"4P,RW | 3.0 | 180 | 91694300 | 18 | 12.0 | 4.4 | 2 | 230 | XP2-633022 | 93526950 | Y | R0
no cord, xp2e, will have to move to R3 | 05334012-2040 | 07830324-2040 | PUMP,56FR,XP2,R3,5.0MBHP,230V,60HZ,2SPD,S/C,48"MINI,1:30&9NPSC,DRAIN | 3.0 | 180 | 91694300 | 18 | 12.0 | 4.4 | 2 | 230 | XP2-633022 | 93526950 | Y | R3
no cord, xp2e, will have to move to R3 | 05334012-2040 | 07830327-2040 | PUMP,56FR,XP2,R3,5.0MBHP,230V,60HZ,2SPD,S/C,48"MINI,9NPT,1:30NPSC | 3.0 | 180 | 91694300 | 18 | 12.0 | 4.4 | 2 | 230 | XP2-633022 | 93526950 | Y | R3
no cord, xp2e | 05334012-2040 | 07830330-2040 | PUMP,56FR,XP2,R0,5.0MBHP,230V,60HZ,2SPD,S/C,48"MINI,W/GROMMETS | 3.0 | 180 | 91694300 | 18 | 12.0 | 4.4 | 2 | 230 | XP2-633022 | 93526950 | Y | R0
no cord, xp2e | 05334012-2040 | 07830330-2340 | PUMP,56FR,XP2,R0,5.0MBHP,230V,60HZ,2SPD,S/C,48"MINI,W/GROMMETS | 3.0 | 180 | 91694300 | 18 | 12.0 | 4.4 | 2 | 230 | XP2-633022 | 93526950 | Y | R0
no cord, xp2e, will have to move to R9 | 05334012-2040 | 07830332-2040 | PUMP,56FR,XP2,R9,5.0MBHP,230V,60HZ,2SPD,S/C,48"MINI,9NPSC,1:30NPT | 3.0 | 180 | 91694300 | 18 | 12.0 | 4.4 | 2 | 230 | XP2-633022 | 93526950 | Y | R9
no cord, xp2e, will have to move to R9 | 05334012-2040 | 07830332-2340 | PUMP,56FR,XP2,R9,5.0MBHP,230V,60HZ,2SPD,S/C,48"MINI,9NPSC,1:30NPT | 3.0 | 180 | 91694300 | 18 | 12.0 | 4.4 | 2 | 230 | XP2-633022 | 93526950 | Y | R9
no cord, xp2e, speed inverted, will have to move to R3 | 05334012-2040 | 07830333-2340 | PUMP,56FR,XP2,R3,5.0MBHP,23OV,60HZ,2SPD,S/C,48"MINI,TAN,RW1:30NPSC | 3.0 | 180 | 91694300 | 18 | 12.0 | 4.4 | 2 | 230 | XP2-633022 | 93526950 | Y | R3
no cord, xp2e | 05334012-2040 | 07830374-2340 | PUMP,56FR,XP2,R0,4.0MBHP,230V,60HZ,2SPD,S/C,48"4P,PHOENIX | 3.0 | 180 | 91694300 | 18 | 12.0 | 4.4 | 2 | 230 | XP2-633022 | 93526950 | Y | R0
no cord, xp2e | 05334012-2040 | 07830386-2340 | PUMP,56FR,XP2,R0,5.0MBHP,230V,60HZ,2SPD,S/C,79"4P | 3.0 | 180 | 91694300 | 18 | 12.0 | 4.4 | 2 | 230 | XP2-633022 | 93526950 | Y | R0
no cord, xp2e, speed inverted | 05334012-2040 | 07830405-2040 | PUMP,56FR,XP2,R0,5.0MBHP,230V,60HZ,2SPD,S/C,36"4P,RW | 3.0 | 180 | 91694300 | 18 | 12.0 | 4.4 | 2 | 230 | XP2-633022 | 93526950 | Y | R0
xp2e | 05334012-2040 | 07830450-5040 | PUMP,56FR,XP2,R0,5.0MBHP,230V,60HZ,2SPD,S/C,VITON | 3.0 | 170 | 91694300 | 22 | 12.0 | 3.9 | 2 | 230 | XP2-633022 | 93517350 | N | R0
xp2e | 05334012-2040 | 07830450-5340 | PUMP,56FR,XP2,R0,5.0MBHP,230V,60HZ,2SPD,S/C,VITON | 3.0 | 170 | 91694300 | 22 | 12.0 | 3.9 | 2 | 230 | XP2-633022 | 93517350 | N | R0
no cord, xp2e | 05334012-2040 | 07830489-2040 | PUMP,56FR,XP2,R0,5.0MBHP,230V,60HZ,2SPD,S/C,48"MINI | 3.0 | 180 | 91694300 | 18 | 12.0 | 4.4 | 2 | 230 | XP2-633022 | 93526950 | Y | R0
no cord, xp2e, will have to move to R9 | 05334012-2040 | 07830514-2340 | PUMP,56FR,XP2,R9,5.0MBHP,230V,60HZ,2SPD,S/C,9&1:30NPSC | 3.0 | 180 | 91694300 | 18 | 12.0 | 4.4 | 2 | 230 | XP2-633022 | 93526950 | N | R9
xp2e | 05334012-2040 | 07830703-2300 | PUMP,56FR,XP2,R0,5.0MBHP,230V,60HZ,2SPD,S/C,VITON | 3.0 | 180 | 91694300 | 18 | 12.0 | 4.4 | 2 | 230 | XP2-633022 | 93526950 | N | R0
xp2e | 05334012-2040 | 07830703-2340 | PUMP,56FR,XP2,R0,5.0MBHP,230V,60HZ,2SPD,S/C,VITON | 3.0 | 180 | 91694300 | 18 | 12.0 | 4.4 | 2 | 230 | XP2-633022 | 93526950 | N | R0
no cord, xp2e, speed inverted, will have to move to R3 | 05334012-2040 | 07830707-2340 | PUMP,56FR,XP2,R3,5.0MBHP,230V,60HZ,2SPD,S/C,36"4P,RW,1:30NPSC | 3.0 | 180 | 91694300 | 18 | 12.0 | 4.4 | 2 | 230 | XP2-633022 | 93526950 | Y | R3
xp2e | 05334012-2040 | 07833000-2340 | PUMP,56FR,XP2,R0,4.0MBHP,230V,60HZ,2SPD,S/C,PHOENIX | 3.0 | 210 | 91694303 | 13.4 | 12.0 | 4.2 | 2 | 230 | XP2-633022 | 93526950 | N | R0
xp2e | 05334012-2040 | 07833001-2040 | PUMP,56FR,XP2,R0,4.0MBHP,230V,60HZ,2SPD,S/C,GRY WE,PHOENIX | 3.0 | 210 | 91694303 | 13.4 | 12.0 | 4.2 | 2 | 230 | XP2-633022 | 93526950 | N | R0
xp2e | 05334012-2040 | 07833001-2340 | PUMP,56FR,XP2,R0,4.0MBHP,230V,60HZ,2SPD,S/C,GRY WE,PHOENIX | 3.0 | 210 | 91694303 | 13.4 | 12.0 | 4.2 | 2 | 230 | XP2-633022 | 93526950 | N | R0
xp2e | 05334012-2040 | 07833001-2362 | PUMP,56FR,XP2,R0,4.0MBHP,230V,60HZ,2SPD,S/C,GRAY WE,PHOENIX | 3.0 | 210 | 91694303 | 13.4 | 12.0 | 4.2 | 2 | 230 | XP2-633022 | 93526950 | N | R0
xp2e | 05340009-5040 | 07840001-2040 | PUMP,56FR,XP2,R0,5.0MBHP,230V,60HZ,2SPD,S/C,GRY WE,PHOENIX | 4.0 | 200 | 91694400 | 20.3 | 15 | 4.6 | 2 | 230 | XP2-634022 | 93526961 | N | R0
xp2e | 05340009-5040 | 07840001-2340 | PUMP,56FR,XP2,R0,5.0MBHP,230V,60HZ,2SPD,S/C,GRY WE,PHOENIX | 4.0 | 200 | 91694400 | 20.3 | 15 | 4.6 | 2 | 230 | XP2-634022 | 93526961 | N | R0
xp2e | 05340009-5040 | 07840001-2362 | PUMP,56FR,XP2,R0,5.0MBHP,230V,60HZ,2SPD,S/C,GRAY WE,PHOENIX | 4.0 | 200 | 91694400 | 20.3 | 15 | 4.6 | 2 | 230 | XP2-634022 | 93526961 | N | R0
no cord, xp2e | 05340009-5040 | 07840002-2340 | PUMP,56FR,XP2,R0,5.0MBHP,230V,60HZ,2SPD,S/C,79"4P | 4.0 | 200 | 91694400 | 20.3 | 15.0 | 4.6 | 2 | 230 | XP2-634022 | 93526960 | Y | R0
no cord, xp2e | 05340009-5040 | 07840375-2340 | PUMP,56FR,XP2,R0,5.0MBHP,230V,60HZ,2SPD,S/C,48"4P,PHOENIX | 4.0 | 200 | 91694400 | 20.3 | 15.0 | 4.6 | 2 | 230 | XP2-634022 | 93526960 | Y | R0

## XP3
COMMENTS | REPLACEMENT | PART NBR TO REPLACE | DESCRIPTION | PUMP HP | HI FLOW | PUMP IMPELLER | HI PRES | HI AMP | LO AMP | PUMP SPD | PUMP VOLT | MODEL NBR | PUMP MOTOR | CORD Y or N | VOLUTE ROTATION
2 spd motor, will have to move to R9 | 08326000-2341 | 08025000-2041 | PUMP,XP3,R9,2.5HP CONT.,230V,60HZ,1SPD,S/C,NPSC@9&3 | 2.5 | 210 | 91698250 | 16.4 | 10.0 | 0 | 1 | 230 | XP3-552512 | 93526050 | N | R9
2 speed motor | 08326000-234 | 08025737-2000 | PUMP,XP3,R0,2.5HP CONT.,230V,60HZ,1SPD,S/C | 2.5 | 210 | 91698250 | 16.4 | 10.0 | 0 | 1 | 230 | XP3-552512 | 93526050 | N | R0
2 speed motor, will have to move to R9 | 08330002-5041 | 08030001-2041 | PUMP,XP3,R9,3.0HP CONT.,230V,60HZ,1SPD,S/C,9&3NPSC | 3.0 | 250 | 91698300 | 16.0 | 12.0 | 0 | 1 | 230 | XP3-553012 | 93527102 | N | R9
2 speed motor | 08330002-5041 | 08030737-2000 | PUMP,XP3,R0,3.0HP CONT.,230V,60HZ,1SPD,S/C | 3.0 | 250 | 91698300 | 16.0 | 12.0 | 0 | 1 | 230 | XP3-553012 | 93527102 | N | R0
no cord, will have to move to R9 | 08326000-2341 | 08125000-2041 | PUMP,XP3,R9,2.5HP CONT.,230V,60HZ,2SPD,S/C,48"MINI,3&9NPSC | 2.5 | 220 | 91698250 | 15.8 | 10.7 | 3.2 | 2 | 230 | XP3-552522 | 93526151 | Y | R9
| 08326000-2341 | 08125761-2000 | PUMP,XP3,R0,2.5HP CONT.,230V,60HZ,2SPD,S/C | 2.5 | 220 | 91698250 | 15.8 | 10.7 | 3.2 | 2 | 230 | XP3-552522 | 93526151 | N | R0
no cord, will have to move to R9 | 08330002-5041 | 08130000-2041 | PUMP,XP3,R9,3.0HP CONT.,230V,60HZ,2SPD,S/C,48"MINI,3&9NPSC | 3.0 | 240 | 91698300 | 16.1 | 13.1 | 3.3 | 2 | 230 | XP3-553022 | 93527111 | Y | R9
| 08330002-5041 | 08130761-2000 | PUMP,XP3,R0,3.0HP CONT.,230V,60HZ,2SPD,S/C | 3.0 | 240 | 91698300 | 16.1 | 13.1 | 3.3 | 2 | 230 | XP3-553022 | 93527111 | N | R0
2 speed motor | 08326000-2341 | 08225737-2000 | PUMP,XP3,56FR,R0,2.5HP CONT.,230V,60HZ,1SPD,S/C | 2.5 | 210 | 91698250 | 16.1 | 11.3 | 0 | 1 | 230 | XP3-632512 | 93526946 | N | R0
motor has a capacitor instead of relay now, 2 speed | 08330002-5041 | 08230000-7300 | PUMP,56FR,XP3,R0,3.0HP CONT.,230V,60HZ,1SPD,S/C,AF MTR W/TB | 3.0 | 203 | 91698300 | 11.9 | 13.6 | 0 | 1 | 230 | XP3-633012 | 93577200 | N | R0
2 speed motor | 08330002-5041 | 08230737-2000 | PUMP,XP3,56FR,R0,3.0HP CONT.,230V,60HZ,1SPD,S/C | 3.0 | 240 | 91698300 | 16.4 | 12.0 | 0 | 1 | 230 | XP3-633012 | 93526956 | N | R0
2 speed motor | 08330002-5041 | 08230737-2300 | PUMP,XP3,56FR,R0,3.0HP CONT.,230V,60HZ,1SPD,S/C | 3.0 | 240 | 91698300 | 16.4 | 12.0 | 0 | 1 | 230 | XP3-633012 | 93526956 | N | R0
2 speed motor | 08342761-2000 | 08242737-2000 | PUMP,56FR,XP3,R0,4.0HP CONT.,230V,60HZ,1SPD,S/C | 4.0 | 245 | 91698401 | 13.5 | 15.0 | 0 | 1 | 230 | XP3-634012 | 93526965 | N | R0
no cord | 08815000-2341 | 08315792-2341 | PUMP,56FR,XP3,R0,1.5HP CONT.,230V,60HZ,2SPD,S/C,48"MINI RED | 1.5 | 154 | 91698150 | 12.1 | 7.6 | 2.8 | 2 | 230 | XP3-631522 | 93526920 | Y | R0
no cord, motor has a capacitor instead of relay now | 08326000-2341 | 08325000-7341 | PUMP,56FR,XP3,R0,2.5HP CONT.,HP ON WE,230V,60HZ,2SPD,S/C,48"MINI,AF RELAY MTR | 2.5 | 161 | 91698250 | 12.1 | 10.5 | 2.1 | 2 | 230 | XP3-632522 | 93576375 | Y | R0
no cord, will have to move to R9 | 08326000-2341 | 08325453-2341 | PUMP,56FR,XP3,R9,2.5HP CONT.,230V,60HZ,2SPD,S/C,48"MINI,3&9NPSC | 2.5 | 168 | 91698250 | 15.0 | 9.8 | 3.1 | 2 | 230 | XP3-632522 | 93526941 | Y | R9
no cord, will have to move to R9, motor has a capacitor | 08326000-2341 | 08325453-7341 | PUMP,56FR,XP3,R9,2.5HP CONT.,230V,60HZ,2SPD,S/C,48"MINI,3&9NPSC,AF RELAY MTR | 2.5 | 161 | 91698250 | 12.1 | 10.5 | 2.1 | 2 | 230 | XP3-632522 | 93576375 | Y | R9
| 08326000-2341 | 08325761-2000 | PUMP,56FR,XP3,R0,2.5HP CONT.,230V,60HZ,2SPD,S/C | 2.5 | 168 | 91698250 | 15.0 | 9.8 | 3.1 | 2 | 230 | XP3-632522 | 93526941 | N | R0
| 08326000-2341 | 08325761-2041 | PUMP,56FR,XP3,R0,2.5HP CONT.,230V,60HZ,2SPD,S/C | 2.5 | 168 | 91698250 | 15.0 | 9.8 | 3.1 | 2 | 230 | XP3-632522 | 93526941 | N | R0
| 08326000-2341 | 08325761-2341 | PUMP,56FR,XP3,R0,2.5HP CONT.,230V,60HZ,2SPD,S/C | 2.5 | 168 | 91698250 | 15.0 | 9.8 | 3.1 | 2 | 230 | XP3-632522 | 93526941 | N | R0
no cord | 08326000-2341 | 08325761-7000 | PUMP,56FR,XP3,R0,2.5HP CONT.,230V,60HZ,2SPD,S/C,48"MINI | 2.5 | 168 | 91698250 | 11.4 | 11.1 | 3.7 | 2 | 230 | XP3-632522 | 93576350 | Y | R0
no cord, will have to move to R3 | 08326000-2341 | 08325783-2300 | PUMP,56FR,XP3,R3,2.5HP CONT.,230V,60HZ,2SPD,S/C,48"4P,3&9NPSC,VITON | 2.5 | 168 | 91698250 | 15.0 | 9.8 | 3.1 | 2 | 230 | XP3-632522 | 93526941 | Y | R3
no cord | 08326000-2341 | 08325792-2041 | PUMP,56FR,XP3,R0,2.5HP CONT.,HP ON WE,230V,60HZ,2SPD,S/C,48"MINI RED | 2.5 | 168 | 91698250 | 15.0 | 9.8 | 3.1 | 2 | 230 | XP3-632522 | 93526941 | Y | R0
no cord | 08326000-2341 | 08325792-2341 | PUMP,56FR,XP3,R0,2.5HP CONT.,HP ON WE,230V,60HZ,2SPD,S/C,48"MINI RED | 2.5 | 168 | 91698250 | 15.0 | 9.8 | 3.1 | 2 | 230 | XP3-632522 | 93526941 | Y | R0
| 08326000-2341 | 08326000-2341 | PUMP,56FR,XP3,R0,2.5HP CONT.,HP WE,230V,60HZ,2SPD,S/C,48"IN.LINK,TRIM IMP | 2.5 | 193 | 91698251 | 12.0 | 10 | 3.2 | 2 | 230 | XP3-632522 | 93526941 | Y | R0
no cord | 08326000-2341 | 08326792-2341 | PUMP,56FR,XP3,R0,2.5HP CONT.,HP WE,230V,60HZ,2SPD,S/C,48"RED MINI,TRM IMP | 2.5 | 193 | 91698251 | 12.0 | 10 | 3.2 | 2 | 230 | XP3-632522 | 93526941 | Y | R0
no cord | 08330002-5041 | 08330000-2041 | PUMP,56FR,XP3,R0,3.0HP CONT.,HP ON WE,230V,60HZ,2SPD,S/C,79"4P | 3.0 | 153 | 91698300 | 18.0 | 10.5 | 4.4 | 2 | 230 | XP3-633022 | 93526950 | Y | R0
no cord | 08330002-5041 | 08330001-7341 | PUMP,56FR,XP3,R0,3.0HP CONT.,HP ON WE,230V,60HZ,2SPD,S/C,48"IN.LINK | 3.0 | 210 | 91698300 | 11.3 | 14.3 | 4.1 | 2 | 230 | XP3-633022 | 93577350 | Y | R0
no cord, will have to move to R9, motor has a capacitor | 08330002-5041 | 08330453-7341 | PUMP,56FR,XP3,R9,3.0HP CONT.,230V,60HZ,2SPD,S/C,48"MINI,3&9NPSC,AF RELAY MTR | 3.0 | 189 | 91698300 | 12.9 | 13.1 | 2.6 | 2 | 230 | XP3-633022 | 93577375 | Y | R9
| 08330002-5041 | 08330761-2000 | PUMP,56FR,XP3,R0,3.0HP CONT.,230V,60HZ,2SPD,S/C | 3.0 | 153 | 91698300 | 18.0 | 10.5 | 4.4 | 2 | 230 | XP3-633022 | 93526950 | N | R0
| 08330002-5041 | 08330761-2041 | PUMP,56FR,XP3,R0,3.0HP CONT.,230V,60HZ,2SPD,S/C | 3.0 | 153 | 91698300 | 18.0 | 10.5 | 4.4 | 2 | 230 | XP3-633022 | 93526950 | N | R0
no cord, will have to move to R3 | 08330002-5041 | 08330783-2300 | PUMP,56FR,XP3,R3,3.0HP CONT.,230V,60HZ,2SPD,S/C,48"4P,3&9NPSC,VITON | 3.0 | 153 | 91698300 | 18.0 | 10.5 | 4.4 | 2 | 230 | XP3-633022 | 93526950 | Y | R3
no cord | 08330002-5041 | 08330792-2041 | PUMP,56FR,XP3,R0,3.0HP CONT.,HP ON WE,230V,60HZ,2SPD,S/C,48"MINI RED | 3.0 | 153 | 91698300 | 18.0 | 10.5 | 4.4 | 2 | 230 | XP3-633022 | 93526950 | Y | R0
no cord, will have to move to R3 | 08330002-5041 | 08330985-2041 | PUMP,56FR,XP3,R3,3.0HP CONT.,HP ON WE,230V,60HZ,2SPD,S/C,48"HQ MINI,3&9NPSC | 3.0 | 153 | 91698300 | 18.0 | 10.5 | 4.4 | 2 | 230 | XP3-633022 | 93526950 | Y | R3
no cord, will have to move to R3 | 08330002-5041 | 08330985-2341 | PUMP,56FR,XP3,R3,3.0HP CONT.,HP ON WE,230V,60HZ,2SPD,S/C,48"HQ MINI,3&9NPSC | 3.0 | 153 | 91698300 | 18.0 | 10.5 | 4.4 | 2 | 230 | XP3-633022 | 93526950 | Y | R3
no cord, will have to move to R9 | 08330002-5041 | 08330989-2041 | PUMP,56FR,XP3,R9,3.0HP CONT.,230V,60HZ,2SPD,48"HQ MINI,HP WE,NPT@3,NPSC@9 | 3.0 | 153 | 91698300 | 18.0 | 10.5 | 4.4 | 2 | 230 | XP3-633022 | 93526950 | Y | R9
no cord, will have to move to R9 | 08330002-5041 | 08330989-2341 | PUMP,56FR,XP3,R9,3.0HP CONT.,230V,60HZ,2SPD,S/C,48"HQ MINI,HP ON WE,3NPT,9NPSC | 3.0 | 153 | 91698300 | 18.0 | 10.5 | 4.4 | 2 | 230 | XP3-633022 | 93526950 | Y | R9
no cord | 08342761-2000 | 08340792-2341 | PUMP,56FR,XP3,R0,4.0HP CONT.,230V,60HZ,2SPD,S/C,48"MINI | 4.0 | 136 | 91698400 | 21.3 | 12.5 | 4.8 | 2 | 230 | XP3-634022 | 93526960 | Y | R0
no cord | 08342761-2000 | 08342000-2341 | PUMP,56FR,XP3,R0,4.0HP CONT.,HP ON WE,230V,60HZ,2SPD,S/C,48"IN.LINK | 4.0 | 175 | 91698401 | 16.1 | 12.0 | 4.5 | 2 | 230 | XP3-634022 | 93526960 | Y | R0
no cord, will have to move to R9 | 08342761-2000 | 08342001-2341 | PUMP,56FR,XP3,R9,4.0HP CONT.,230V,60HZ,2SPD,S/C,48"RED MINI,3&9 NPCS | 4.0 | 175 | 91698401 | 16.1 | 12.0 | 4.5 | 2 | 230 | XP3-634022 | 93526960 | Y | R9
no cord | 08342761-2000 | 08342706-2041 | PUMP,56FR,XP3,R0,4.0HP CONT.,230V,60HZ,2SPD,S/C,36"4P | 4.0 | 175 | 91698401 | 16.1 | 12.0 | 4.5 | 2 | 230 | XP3-634022 | 93526960 | Y | R0
no cord | 08342761-2000 | 08342712-2341 | PUMP,56FR,XP3,R0,4.0HP CONT.,HP ON WE,230V,60HZ,2SPD,S/C,48"MINI RED | 4.0 | 175 | 91698401 | 16.1 | 12.0 | 4.5 | 2 | 230 | XP3-634022 | 93526960 | Y | R0
| 08342761-2000 | 08342761-2000 | PUMP,56FR,XP3,R0,4.0HP CONT.,230V,60HZ,2SPD,S/C | 4.0 | 175 | 91698401 | 16.1 | 12.0 | 4.5 | 2 | 230 | XP3-634022 | 93526960 | N | R0
| 08342761-2000 | 08342761-2041 | PUMP,56FR,XP3,R0,4.0HP CONT.,230V,60HZ,2SPD,S/C | 4.0 | 175 | 91698401 | 16.1 | 12.0 | 4.5 | 2 | 230 | XP3-634022 | 93526960 | N | R0
no cord | 08342761-2000 | 08342790-2341 | PUMP,56FR,XP3,R0,4.0HP CONT.,HP ON WE,230V,60HZ,2SPD,S/C,60"RED MINI | 4.0 | 175 | 91698401 | 16.1 | 12.0 | 4.5 | 2 | 230 | XP3-634022 | 93526960 | Y | R0
no cord, 2 spd, will have to move to R9 | 08342761-2000 | 08725001-2341 | PUMP,56FR,XP3,R9,5.0MBHP,230V,60HZ,1SPD,S/C,VITON,180"4P,NPSC@9&3, | 4.0 | 245 | 91698401 | 13.5 | 15.0 | 0 | 1 | 230 | XP3-634012 | 93526965 | N | R9
no cord, 2 spd, will have to move to R9 | 08342761-2000 | 08725002-2341 | PUMP,56FR,XP3,R9,5.0MBHP,230V,60HZ,1SPD,S/C,48"MINI,9&3NPSC | 4.0 | 240 | 91698250 | 13 | 11.4 | 0 | 1 | 230 | XP3-634012 | 93526965 | Y | R9
no cord, 2 spd, will have to move to R9 | 08342761-2000 | 08725003-2341 | PUMP,56FR,XP3,R9,5.0MBHP,230V,60HZ,1SPD,S/C,180"MINI,9&3NPSC | 4.0 | 240 | 91698250 | 13 | 11.4 | 0 | 1 | 230 | XP3-634012 | 93526965 | Y | R9
no cord, 2spd | 08342761-2000 | 08742000-2341 | PUMP,56FR,XP3,R0,5.0MBHP,230V,60HZ,1SPD,S/C,VITON,180"4P | 4.0 | 245 | 91698401 | 13.5 | 15.0 | 0 | 1 | 230 | XP3-634012 | 93526965 | Y | R0
no cord | 08815000-2341 | 08815000-2341 | PUMP,56FR,XP3,R0,2.0MBHP,HP ON WE,230V,60HZ,2SPD,S/C,48"IN.LINK | 1.5 | 154 | 91698150 | 12.1 | 7.6 | 2.8 | 2 | 230 | XP3-631522 | 93526920 | Y | R0
no cord, motor has a capacitor instead of relay now | 08815000-2341 | 08815001-7341 | PUMP,56FR,XP3,R0,2.0MBHP,HP ON WE,230V,60HZ,2SPD,S/C,48"MINI RED,AF RELAY MTR | 1.5 | 133 | 91698150 | 10.0 | 7.7 | 1.5 | 2 | 230 | XP3-631522 | 93573375 | Y | R0
no cord | 08815000-2341 | 08815792-2341 | PUMP,56FR,XP3,R0,2.0MBHP,HP ON WE,230V,60HZ,2SPD,S/C,48"MINI RED | 1.5 | 154 | 91698150 | 12.1 | 7.6 | 2.8 | 2 | 230 | XP3-631522 | 93526920 | Y | R0
no cord, will have to move to R9 | 08330002-5041 | 08830000-2041 | PUMP,56FR,XP3,R9,5.0MBHP,230V,60HZ,2SPD,S/C,48"HQ MINI,HP ON WE,3NPT,9NPSC | 3.0 | 153 | 91698300 | 18.0 | 10.5 | 4.4 | 2 | 230 | XP3-633022 | 93526950 | Y | R9
no cord, motor has a capacitor instead of relay now, will have to move to R9 | 08330002-5041 | 08830000-7041 | PUMP,56FR,XP3,R9,5.0MBHP,230V,60HZ,2SPD,S/C,48"HQ MINI,3NPT&9NPSC,AF RELAY MTR | 3.0 | 189 | 91698300 | 12.9 | 13.1 | 2.6 | 2 | 230 | XP3-633022 | 93577375 | Y | R9
no cord, will have to move to R9 | 08330002-5041 | 08830001-2041 | PUMP,56FR,XP3,R9,5.0MBHP,230V,60HZ,2SPD,S/C,48"HQ MINI,HP WE,3NPT,9NPSC | 3.0 | 153 | 91698300 | 18.0 | 10.5 | 4.4 | 2 | 230 | XP3-633022 | 93526950 | Y | R9
no cord, will have to move to R9 | 08330002-5041 | 08830001-2341 | PUMP,56FR,XP3,R9,5.0MBHP,230V,60HZ,2SPD,S/C,48"HQ MINI,HP WE,3NPT,9NPSC | 3.0 | 153 | 91698300 | 18.0 | 10.5 | 4.4 | 2 | 230 | XP3-633022 | 93526950 | Y | R9
no cord, motor has a capacitor instead of relay now, will have to move to R9 | 08330002-5041 | 08830001-7341 | PUMP,56FR,XP3,R9,5.0MBHP,230V,60HZ,2SPD,S/C,48"MINI,3NPT,9NPSC,AF RELAY MTR | 3.0 | 189 | 91698300 | 12.9 | 13.1 | 2.6 | 2 | 230 | XP2-633022 | 93577375 | Y | R9
no cord, will have to move to R9 | 08330002-5041 | 08830002-7341 | PUMP,56FR,XP3,R9,5.0MBHP,230V,60HZ,2SPD,S/C,48"HQ MINI,HP ON WE,3NPT,9NPSC | 3.0 | 210 | 91698300 | 11.3 | 14.3 | 4.1 | 2 | 230 | XP3-633022 | 93577350 | Y | R9
no cord | 08330002-5041 | 08830003-2341 | PUMP,56FR,XP3,R0,5.0MBHP,230V,60HZ,2SPD,S/C,36"4P | 3.0 | 153 | 91698300 | 18.0 | 10.5 | 4.4 | 2 | 230 | XP3-633022 | 93526950 | Y | R0
no cord, spd inverted, will have to move to R9 | 08342761-2000 | 08840000-2041 | PUMP,56FR,XP3,R9,5.0MBHP,230V,60HZ,2SPD,S/C,48"MINI,3&9NPSC,RW | 4.0 | 136 | 91698400 | 21.3 | 12.5 | 4.8 | 2 | 230 | XP3-634022 | 93526961 | Y | R9
no cord, spd inverted, will have to move to R9 | 08342761-2000 | 08840000-2341 | PUMP,56FR,XP3,R9,5.0MBHP,230V,60HZ,2SPD,S/C,48"MINI,3&9NPSC,RW | 4.0 | 136 | 91698400 | 21.3 | 12.5 | 4.8 | 2 | 230 | XP3-634022 | 93526961 | Y | R9
no cord, spd inverted, will have to move to R9 | 08342761-2000 | 08840001-2341 | PUMP,56FR,XP3,R9,5.0MBHP,230V,60HZ,2SPD,S/C,180"MINI,3&9NPSC,RW | 4.0 | 136 | 91698400 | 21.3 | 12.5 | 4.8 | 2 | 230 | XP3-634022 | 93526961 | Y | R9
no cord | 08342761-2000 | 08842000-2341 | PUMP,56FR,XP3,R0,5.0MBHP,230V,60HZ,2SPD,S/C,VITON,120"4P | 4.0 | 175 | 91698401 | 16.1 | 12.0 | 4.5 | 2 | 230 | XP3-634022 | 93526960 | Y | R0
no cord, will have to move to R9 | 08342761-2000 | 08842001-2341 | PUMP,56FR,XP3,R9,5.0MBHP,230V,60HZ,2SPD,S/C,48"REDMINI,3&9 NPSC | 4.0 | 175 | 91698401 | 16.1 | 12.0 | 4.5 | 2 | 230 | XP3-634022 | 93526960 | Y | R9

## THERMA-FLO
COMMENTS | REPLACEMENT | PART NBR TO REPLACE | DESCRIPTION | MODEL NBR | PUMP MODEL | PUMP MOTOR | PUMP IMPELLER | PUMP HP | PUMP HZ | PUMP SPD | PUMP VOLT | HI AMP | HI FLOW | HI PRES | LO AMP | CORD Y or N | VOLUTE ROTATION | RoHS COMPLIANT
Therma-Flo | N/A | 09007001-2010 | PUMP,THERMA-FLO,EHT,R0,3/4HP CONT.,220V,60HZ,1SPD,S/C,168",W/O PLUG | TF-370713 | TFEHT |  | 91699071 | .75 | 60 | 1 | 220 |  |  |  |  | Y | R0 | N
Therma-Flo | N/A | 09007002-2010 | PUMP,THERMA FLO,EHT,R0,3/4 CONT.,220V,60HZ,1SPD,S/C,A/S,72"W/O PLUG | TF-370713 | TFEHT |  | 91699071 | .75 | 60 | 1 | 220 |  |  |  |  | Y | R0 | N
Therma-Flo | N/A | 09007951-2010 | PUMP,THERMA-FLO,EHT,R0,3/4HP CONT.,220V,60HZ,1SPD,S/C,A/S,41"W/O PLUG | TF-370713 | TFEHT |  |  | .75 | 60 | 1 | 220 |  |  |  |  | Y | R0 | N
Therma-Flo | N/A | 09007951-2110 | PUMP,THERMA-FLO,EHT,R0,3/4HP CONT.,220V,60HZ,1SPD,S/C,A/S,41"W/O PLUG | TF-370713 | TFEHT |  |  | .75 | 60 | 1 | 220 |  |  |  |  | Y | R0 | N
Therma-Flo | N/A | 09007960-2010 | PUMP,THERMA-FLO,EHT,R0,.75HP CONT.,115V,60HZ,1SPD,S/C,41"NEMA,A/S | TF-370711 | TFEHT |  |  | .75 | 60 | 1 | 115 |  |  |  |  | Y | R0 | N
Therma-Flo | N/A | 09007963-2110 | PUMP,THERMA-FLO,EHT,R0,3/4HP CONT.,220V,60HZ,1SPD,S/C,41"W/O PLUG | TF-370713 | TFEHT |  |  | .75 | 50 | 1 | 220 |  |  |  |  | Y | R0
Therma-Flo | N/A | 09007963-2310 | PUMP,THERMA-FLO,EHT,R0,3/4HP CONT.,220V,60HZ,1SPD,S/C,41"W/O PLUG | TF-370713 | TFEHT |  |  | .75 | 60 | 1 | 220 |  |  |  |  | Y | R0 | N
Therma-Flo | N/A | 09010960-2010 | *OBS*PUMP,THERMA-FLO,EHT,R0,1.0HP CONT.,115V,60HZ,1SPD,S/C,41"NEMA,A/S | TF-371011 | TFEHT |  |  | 1.0 | 60 | 1 | 115 | [5 empty] | R0 | N
Therma-Flo | N/A | 09010965-2010 | *OBS*PUMP,THERMA-FLO,EHT,R0,1.0HP CONT.,115V,60HZ,1SPD,S/C,41"NEMA | TF-371011 | TFEHT |  |  | 1.0 | 60 | 1 | 115 | [5 empty] | R0 | N
Therma-Flo | N/A | 09011960-2010 | PUMP,THERMA-FLO,EHT,R0,1.0HP CONT.,115V,60HZ,1SPD,S/C,41"NEMA,A/S | TF-371011 | TFEHT |  | 91693751 | 1.0 | 60 | 1 | 115 |  |  |  |  | Y | R0 | N
Therma-Flo | N/A | 09011960-2110 | PUMP,THERMA-FLO,EHT,R0,1.0HP CONT.,115V,60HZ,1SPD,S/C,41"NEMA,A/S | TF-371011 | TFEHT |  | 91693751 | 1.0 | 60 | 1 | 115 |  |  |  |  | Y | R0 | N
Therma-Flo | N/A | 09011965-2000 | PUMP,THERMA-FLO,EHT,R0,1.0HP CONT.,115V,60HZ,1SPD,S/C,41"NEMA | TF-371011 | TFEHT |  | 91693751 | 1.0 | 60 | 1 | 115 |  |  |  |  | Y | R0 | N
Therma-Flo | N/A | 09011965-2010 | PUMP,THERMA-FLO,EHT,R0,1.0HP CONT.,115V,60HZ,1SPD,S/C,41"NEMA | TF-371011 | TFEHT |  | 91693751 | 1.0 | 60 | 1 | 115 | [5 empty] | R0 | N
Therma-Flo | N/A | 09011965-2110 | PUMP,THERMA-FLO,EHT,R0,1.0HP CONT.,115V,60HZ,1SPD,S/C,41"NEMA | TF-371011 | TFEHT |  | 91693751 | 1.0 | 60 | 1 | 115 |  |  |  |  | Y | R0 | N
Therma-Flo | N/A | 09311000-2110 | PUMP,THERMA-FLO,EHT,R0,1.5MBHP,115V,60HZ,1SPD,S/C,41"NEMA | TF-371011 | TFEHT |  | 91693751 | 1.5 | 60 | 1 | 115 |  |  |  |  | Y | R0 | N
Therma-Flo | N/A | 09311960-2010 | PUMP,THERMA-FLO,EHT,R0,1.5MBHP,115V,60HZ,1SPD,S/C,41"NEMA,A/S | TF-371011 | TFEHT |  | 91693751 | 1.5 | 60 | 1 | 115 |  |  |  |  | Y | R0 | N
Therma-Flo | N/A | 09311960-2110 | PUMP,THERMA-FLO,EHT,R0,1.5MBHP,115V,60HZ,1SPD,S/C,41"NEMA,A/S | TF-371011 | TFEHT |  | 91693751 | 1.5 | 60 | 1 | 115 |  |  |  |  | Y | R0 | N

## PFHP
COMMENTS | REPLACEMENT | PART NBR TO REPLACE | DESCRIPTION | MODEL NBR | PUMP MODEL | PUMP MOTOR | PUMP IMPELLER | PUMP HP | PUMP HZ | PUMP SPD | PUMP VOLT | HI AMP | HI FLOW | HI PRES | LO AMP | CORD Y or N | VOLUTE ROTATION | RoHS COMPLIANT
PFHP Obsolete | N/A | 22020001-2000 | *OBS*PUMP,PFHP,R0,1/6HP CONT.,115V,60HZ,1SPD,TENV,80"NEMA,DANNER#02896,PINK,W/O TRAP | PFHP-550311 | PFHP | 93527810 | 91693701 | 1/6 | 60 | 1 | 115 | 2 | 40 | 4.8 | 0 | Y | R0 | N
PFHP Obsolete | N/A | 22020924-2000 | *OBS*PUMP,PFHP,R0,1/6HP CONT.,60HZ,1SPD,TENV,80"NEMA,MATTE,DANNER#02776,PINK | PFHP-550311 | PFHP | 93527810 | 91693701 | 1/6 | 60 | 1 | 115 | 2 | 40 | 4.8 | 0 | Y | R0 | N
PFHP Obsolete | N/A | 22020968-2010 | *OBS*PUMP,PFHP,R0,1/6HP CONT.,115V,60HZ,1SPD,TENV,80"NEMA,MATTE | PFHP-550311 | PFHP | 93527810 | 91693701 | 1/6 | 60 | 1 | 115 | 2 | 40 | 4.8 | 0 | Y | R0 | N
PFHP Obsolete | N/A | 22410001-2000 | *OBS*PUMP,PFHP,R0,1/15HP CONT.,115V,60HZ,1SPD,TENV,80"NEMA,DANNER#02895,BLU,W/O TRAP | PFHP-550111 | PFHP | 93527800 | 91693601 | 1/15 | 60 | 1 | 115 | 1.3 | 35 | 4.0 | 0 | Y | R0 | N
PFHP Obsolete | N/A | 22410924-2000 | *OBS*PUMP,PFHP,R0,1/15HP CONT.,60HZ,1SPD,TENV,80"NEMA,MATTE,DANNER#02775,BLU | PFHP-550111 | PFHP | 93527800 | 91693601 | 1/15 | 60 | 1 | 115 | 1.3 | 35 | 4.0 | 0 | Y | R0 | N
PFHP Obsolete | N/A | 22410968-2010 | *OBS*PUMP,PFHP,R0,1/15HP CONT.,115V,60HZ,1SPD,TENV,80"NEMA,MATTE | PFHP-550111 | PFHP | 93527800 | 91693601 | 1/15 | 60 | 1 | 115 | 1.3 | 35 | 4.0 | 0 | Y | R0 | N
PFHP Obsolete | N/A | 22410969-2010 | *OBS*PUMP,PFHP,R0,1/15HP CONT.,115V,60HZ,1SPD,TENV,80"NEMA,VITON | PFHP-550111 | PFHP | 93527800 | 91693601 | 1/15 | 60 | 1 | 115 | 1.3 | 35 | 4.0 | 0 | Y | R0 | N

## PFXP2
COMMENTS | REPLACEMENT | PART NBR TO REPLACE | DESCRIPTION | MODEL NBR | PUMP MODEL | PUMP MOTOR | PUMP IMPELLER | PUMP HP | PUMP HZ | PUMP SPD | PUMP VOLT | HI AMP | HI FLOW | HI PRES | LO AMP | CORD Y or N | VOLUTE ROTATION | RoHS COMPLIANT
PFXP2 Obsolete | N/A | 26026001-2000 | *OBS*PUMP,PFXP2,R0,1/4HP CONT.,115V,60HZ,1SPD,TENV,80"NEMA,DANNER#02897,ORG,W/O TRAP | PFXP2-550411 | PFXP2 | 93527820 | 91694251 | 1/4 | 60 | 1 | 115 | 2.6 | 62 | 4.9 | 0 | Y | R0 | N
PFXP2 Obsolete | N/A | 26026925-2000 | *OBS*PUMP,PFXP2,R0,1/4HP CONT.,60HZ,1SPD,TENV,80"NEMA,MATTE,DANNER#02777,ORG | PFXP2-550411 | PFXP2 | 93527820 | 91694251 | 1/4 | 60 | 1 | 115 | 2.6 | 62 | 4.9 | 0 | Y | R0 | N
PFXP2 Obsolete | N/A | 26026968-2040 | *OBS*PUMP,PFXP2,R0,1/4HP CONT.,115V,60HZ,1SPD,TENV,80"NEMA | PFXP2-550411 | PFXP2 | 93527820 | 91694251 | 1/4 | 60 | 1 | 115 | 2.6 | 62 | 4.9 | 0 | Y | R0 | N
PFXP2 Obsolete | N/A | 26026969-2040 | *OBS*PUMP,PFXP2,R0,1/4HP CONT.,115V,60HZ,1SPD,TENV,80"NEMA,VITON | PFXP2-550411 | PFXP2 | 93527820 | 91694251 | 1/4 | 60 | 1 | 115 | 2.6 | 62 | 4.9 | 0 | Y | R0 | N

## FMVP
COMMENT | REPLACEMENT | PART NBR TO REPLACE | DESCRIPTION | PUMP MOTOR | PUMP IMPELLER | PUMP HP | PUMP SPD | PUMP VOLT | HI AMP | HI FLOW | HI PRES | LO AMP | CORD Y or N
FMVP Obsolete | N/A | 00710000-2500 | PUMP,FMVP,R0,1/15HP CONT.,115V,60HZ,1SPD,S/C,48"4P,VITON,SUCTION @9 | 93529302 | 91693601 | 1/15 | 1 | 115 | 1.3 | 40 | 1.9 | 0 | Y
FMVP Obsolete | N/A | 00710000-2510 | PUMP,FMVP,R0,1/15HP CONT.,115V,60HZ,1SPD,S/C,48"4P,VITON,SUCTION @9 | 93529302 | 91693601 | 1/15 | 1 | 115 | 1.3 | 40 | 1.9 | 0 | Y
FMVP Obsolete | N/A | 00710000-3510 | PUMP,FMVP,R0,1/10HP CONT.,115V,60HZ,1SPD,S/C,48"4P,VITON,SUCTION @9 | 93530000 | 91693601 | 1/10 | 1 | 115 | 1.7 | 40 | 1.62 | 0 | Y
FMVP Obsolete | N/A | 00710001-2510 | PUMP,FMVP,R0,1/15HP CONT.,115V,60HZ,1SPD,S/C,60"4P,VITON | 93529302 | 91693601 | 1/15 | 1 | 115 | 1.3 | 40 | 1.9 | 0 | Y
FMVP Obsolete | N/A | 00710002-2510 | PUMP,FMVP,R0,1/15HP CONT.,115V,60HZ,1SPD,S/C,VITON,SUCTION@9 | 93529302 | 91693601 | 1/10 | 1 | 115 | 1.3 | 40 | 1.9 | 0 | N
FMVP Obsolete | N/A | 00710002-3510 | PUMP,FMVP,R0,1/10HP CONT.,115V,60HZ,1SPD,S/C,VITON,SUCTION @9 | 93530000 | 91693601 | 1/10 | 1 | 115 | 1.7 | 40 | 1.62 | 0 | N
FMVP Obsolete | N/A | 00710348-2510 | PUMP,FMVP,R0,1/15HP CONT.,115V,60HZ,1SPD,S/C,48"MINI,SUCTION@9 | 93529302 | 91693601 | 1/15 | 1 | 115 | 1.3 | 40 | 1.9 | 0 | Y
FMVP Obsolete | N/A | 00710348-3510 | PUMP,FMVP,R0,1/10HP CONT.,115V,60HZ,1SPD,S/C,48"MINI,SUCTION@9 | 93530000 | 91693601 | 1/10 | 1 | 115 | 1.7 | 40 | 1.62 | 0 | Y
FMVP Obsolete | N/A | 00710422-2500 | PUMP,FMVP,R0,1/15HP CONT.,230V,60HZ,1SPD,S/C,79"4P,VITON | 93529303 | 91693601 | 1/15 | 1 | 230 | .7 | 30 | 2.8 | 0 | Y
FMVP Obsolete | N/A | 00710422-2510 | PUMP,FMVP,R0,1/15HP CONT.,230V,60HZ,1SPD,S/C,79"4P,VITON,SUCTION @ 9 | 93529303 | 91693601 | 1/15 | 1 | 230 | .7 | 30 | 2.8 | 0 | Y
FMVP Obsolete | N/A | 00710422-3510 | PUMP,FMVP,R0,1/15HP CONT.,230V,60HZ,1SPD,S/C,79"4P,VITON,SUCTION @ 9 | 93530200 | 91693601 | 1/15 | 1 | 230 | 0.7 | 40 | 1.48 | 0 | Y
FMVP Obsolete | N/A | 00710635-2500 | PUMP,FMVP,R0,1/15HP CONT.,115V,60HZ,1SPD,S/C,36"4P,VITON | 93529302 | 91693601 | 1/15 | 1 | 115 | 1.3 | 40 | 1.9 | 0 | Y
FMVP Obsolete | N/A | 00710986-2500 | PUMP,FMVP,R0,1/15HP CONT.,230V,60HZ,1SPD,S/C,36"4P,VITON | 93529303 | 91693601 | 1/15 | 1 | 230 | .7 | 30 | 2.8 | 0 | Y
FMVP Obsolete | N/A | 00810571-1000 | PUMP,FMVP,R6,1.0HP CONT.,115V,60HZ,2SPD,D/C | 93493341 | 91693601 | 1.0 | 2 | 115 |  |  |  |  | N
FMVP Obsolete | N/A | 00815005-1000 | PUMP,FMVP,R0,1.5HP CONT.,230V,60HZ,2SPD,D/C | 93495141 | 91693651 | 1.5 | 2 | 230 | 8.2 | 103 | 4.3 | 2.5 | N
FMVP Obsolete | N/A | 26026001-2000 | *OBS*PUMP,PFXP2,R0,1/4HP CONT.,115V,60HZ,1SPD,TENV,80"NEMA,DANNER#02897,ORG,W/O TRAP | 93527820 | 91694251 | 1/4 | 1 | 115 | 2.6 | 62 | 4.9 | 0 | Y
FMVP Obsolete | N/A | 26026925-2000 | *OBS*PUMP,PFXP2,R0,1/4HP CONT.,60HZ,1SPD,TENV,80"NEMA,MATTE,DANNER#02777,ORG | 93527820 | 91694251 | 1/4 | 1 | 115 | 2.6 | 62 | 4.9 | 0 | Y
FMVP Obsolete | N/A | 26026968-2040 | *OBS*PUMP,PFXP2,R0,1/4HP CONT.,115V,60HZ,1SPD,TENV,80"NEMA | 93527820 | 91694251 | 1/4 | 1 | 115 | 2.6 | 62 | 4.9 | 0 | Y
FMVP Obsolete | N/A | 26026969-2040 | *OBS*PUMP,PFXP2,R0,1/4HP CONT.,115V,60HZ,1SPD,TENV,80"NEMA,VITON | 93527820 | 91694251 | 1/4 | 1 | 115 | 2.6 | 62 | 4.9 | 0 | Y